## Sheet Descriptions
General
Yellow-shaded = hard coded assumptions
Green-shaded = assumptions from Strategic Concepts Inc. (SCI) analysis
Non-shaded = hard coded from Nalcor analysis, SCI analysis or formulae
There maybe some exceptions to the above; if so they are oversights
Sheet Descriptions
Sheet | Description
Waterfall | Waterfall graphic with placeholder for mob/demob
WaterfallNoDemob | Waterfall graphic with no placeholder for mob/demob
Time Series Summary | Amount for each component of waterfall chart; time series and PV; Isolated Island and Infeed
Capex and Opex Cost Summary | Comparison of total costs used in economic impact analysis for Isolated Island and Infeed
DG3InfeedCPW | CPW time series detail; used for CPW figure and extracting capex and opex costs for other non-LCP impacts (i.e. CT expenditures)
MF and LIL Capex | Capital cost profile for MF and LIL; used for escalation to make SCI impacts nominal (SCI prepares its assessment in 2012$)
MF and LIL Opex | Operating cost profile for MF and LIL
DG3IsolatedCPW | CPW time series detail; used for CPW figure and extracting capex and opex costs for Isolated economic impacts
Isolated Economic Impacts | Income and Treasury impacts for Isolated Island capex and opex costs
Infeed Economic Impacts | Income and Treasury impacts for Infeed capex and opex costs
SCI DG3 Prelim | Preliminary results (w/o Treasury) from SCI model for LCP economic impacts; converted to nominal dollars and fed into Infeed Economic Impacts sheet
Economic Impact Assumptions | Assumptions for economic impact analysis
SCI DG3 Final | Full results from SCI model for LCP economic impacts; generates factors used for Isolated economic impacts
Cost Breakdown Comparisons | Used to adjust SCI parameters and outputs to reflect different capex and opex cost compositions of the various project types
CCCT Cost Breakdown | Cost breakdown for CCCT build from Power Advocate; used to generate labour share of CCCT capex
CCCT costs 2001 Hatch Study | Cost breakdown for CCCT from 2001 Hatch study; not used in this analysis; alternative source for comparison
Wind Cost Breakdown | Cost breakdown for Wind build from Power Advocate; used to generate labour share of wind capex
CT Cost Breakdown | Cost breakdown for CT build from Power Advocate; used to generate labour share of CT capex
HRD ESP Cost Breakdown | Cost breakdown for Scrubbers and precipitators build from Power Advocate; used to generate labour share of HRD ESP capex
Island Pond Cost Breakdown | Costs from 2006 SNC study; used to estimate labour share for island hydro
DG3Export | Export value proxy
DG3MF Dividends | MF dividends
DG3LIL Dividends | LIL dividends
DG3Regulated Dividends | Regulated dividends
DG3Innu | Innu payments
DG3GHG | GHG value

## Waterfall
input | labels | Infeed CPW Preference | CPW Induced | Net NL Income Benefit | Net NL Treasury Benefit | Dividends LCP & Regulated NLH | GHG | Mob/Demob | Export Value | Innu Payments | Effective Infeed CPW Benefit
| end point | 2.4123 | [8 empty] | 5.7337
input | Impacts - Increasing |  | 0.7237 | 0.79518 | 0.13888 | 0.97764 | 0.627 | 0 | 0 | 0.058991
input | Impacts - Decreasing
| blank bar |  | 2.4123 | 3.136 | 3.9312 | 4.0701 | 5.0478 | 5.6748 | 5.6748 | 5.6748
input | Base
Note on C4: anndwyfp: formatted as #, so that values don't report

## WaterfallNoDemob
input | labels | Interconnected CPW Preference with FLG | CPW and Carbon Costs Induced | Net NL Income Benefit | Net NL Treasury Benefit | Net Dividends LCP & Regulated NLH | GHG | Surplus Power Export Value | Innu Royalties | Economy Wide Interconnected CPW Benefit
| end point | 2.4123 | [7 empty] | 5.7337
input | Impacts - Increasing |  | 0.7237 | 0.79518 | 0.13888 | 0.97764 | 0.627 | 0 | 0.058991
input | Impacts - Decreasing
| blank bar |  | 2.4123 | 3.136 | 3.9312 | 4.0701 | 5.0478 | 5.6748 | 5.6748
input | Base
Note on C4: anndwyfp: formatted as #, so that values don't report

## CrawleySummary
| Isolated |  | Interconnected |  | Net
| Nominal | PV | Nominal | PV | Nominal | PV
Costs
CPW | 74221796.2117 | 10778339.0696 | 46916598.9786 | 8365996.9111 | 27305197.2331 | 2412342.1585
CPW Induced | 22266538.8635 | 3233501.7209 | 14074979.6936 | 2509799.0733 | 8191559.1699 | 723702.6475
Total Costs |  |  |  |  | 35496756.403 | 3136044.806
Benefits
Direct, Indirect and Induced Income - Capex | 3569294.2671 | 775469.9529 | 2767667.1759 | 1675259.2035 | -801627.0912 | 899789.2506
Direct, Indirect and Induced NL Treasury - Capex | 429151.9701 | 97901.6611 | 421611.7497 | 256630.9987 | -7540.2204 | 158729.3375
Direct, Indirect and Induced Income - Opex | 4175223.9614 | 577448.1528 | 2662914.8251 | 472837.5691 | -1512309.1363 | -104610.5838
Direct, Indirect and Induced NL Treasury - Opex | 665864.5157 | 91216.6941 | 399579.7969 | 71370.9023 | -266284.7188 | -19845.7917
Direct, Indirect and Induced Income - ML Capex | 0 | 0 | 153327.3936 | 127507.0149 | 153327.3936 | 127507.0149
Direct, Indirect and Induced NL Treasury - ML Capex | 0 | 0 | 23587.6103 | 17145.5078 | 23587.6103 | 17145.5078
Direct, Indirect and Induced Income - ML Opex | 0 | 0 | 193391.8899 | 32114.4581 | 193391.8899 | 32114.4581
Direct, Indirect and Induced NL Treasury - ML Opex | 0 | 0 | 18017.8818 | 2414.6657 | 18017.8818 | 2414.6657
LCP Project Dividends (net of equity financing; LCP only) | 0 | 0 | 19211637.5727 | 1054156.0406 | 19211637.5727 | 1054156.0406
Regulated NLH Dividends (excluding LCP) | 4473137.8192 | 512336.7608 | 2969381.7277 | 435825.1717 | -1503756.0915 | -76511.5891
Carbon Costs | -4868604.5626 | -629233.4662 | -33165.8304 | -2232.0249 | 4835438.7322 | 627001.4412
Carbon Costs Induced | -1460581.3688 | -188770.0398 | -9949.7491 | -669.6075 | 1450631.6197 | 188100.4324
Water Power Rentals | 0 | 0 | 1236980.0548 | 192411.6536 | 1236980.0548 | 192411.6536
Export - Base No Spill | 0 | 0 | 1393170.0665 | 515608.7975 | 1393170.0665 | 515608.7975
Export - Island Spill | 0 | 0 | 93442.0661 | 33120.5525 | 93442.0661 | 33120.5525
Export - Ponding | 0 | 0 | 279075.2 | 100000.2532 | 279075.2 | 100000.2532
Reserve Sharing | 0 | 0 | 1251124.2804 | 97588.1421 | 1251124.2804 | 97588.1421
Innu Payments | 0 | 0 | 303145.7907 | 58990.7046 | 303145.7907 | 58990.7046
Total Benefits |  |  |  |  | 26351452.9005 | 3903710.2879
Total |  |  |  |  | 61848209.3035 | 7039755.0939
Summary
CPW | 74221796.2117 | 10778339.0696 | 46916598.9786 | 8365996.9111 | 27305197.2331 | 2412342.1585
CPW induced | 22266538.8635 | 3233501.7209 | 14074979.6936 | 2509799.0733 | 8191559.1699 | 723702.6475
Income | 7744518.2286 | 1352918.1058 | 5777301.2845 | 2307718.2456 | -1967216.9441 | 954800.1398
Dividends | 4473137.8192 | 512336.7608 | 22181019.3004 | 1489981.2124 | 17707881.4812 | 977644.4516
Treasury | 1095016.4858 | 189118.3552 | 862797.0387 | 347562.0745 | -232219.447 | 158443.7193
Export | 0 | 0 | 3016811.613 | 746317.7453 | 3016811.613 | 746317.7453
Carbon | -4868604.5626 | -629233.4662 | -33165.8304 | -2232.0249 | 4835438.7322 | 627001.4412
Water rentals | 0 | 0 | 1236980.0548 | 192411.6536 | 1236980.0548 | 192411.6536
Innu dvidends | 0 | 0 | 303145.7907 | 58990.7046 | 303145.7907 | 58990.7046
Carbon induced | -1460581.3688 | -188770.0398 | -9949.7491 | -669.6075 | 1450631.6197 | 188100.4324
Total |  |  |  |  | 61848209.3035 | 7039755.0939

## Time Series Summary
| CPW | Nominal Total | 2012 | 2013 | 2014 | 2015 | 2016 | 2017 | 2018 | 2019 | 2020 | 2021 | 2022 | 2023 | 2024 | 2025 | 2026 | 2027 | 2028 | 2029 | 2030 | 2031 | 2032 | 2033 | 2034 | 2035 | 2036 | 2037 | 2038 | 2039 | 2040 | 2041 | 2042 | 2043 | 2044 | 2045 | 2046 | 2047 | 2048 | 2049 | 2050 | 2051 | 2052 | 2053 | 2054 | 2055 | 2056 | 2057 | 2058 | 2059 | 2060 | 2061 | 2062 | 2063 | 2064 | 2065 | 2066 | 2067 | Totals
CPW
Interconnected Island | 8365996.9111 | 46916598.9786 | 271109.6616 | 319858.1611 | 356238.4028 | 365722.3814 | 414246.9615 | 505345.534 | 525956.5392 | 508014.3323 | 516139.7097 | 510015.8579 | 519832.7158 | 528683.9244 | 541045.1093 | 549831.5617 | 557084.2676 | 567177.4763 | 586329.9632 | 596815.3711 | 608775.3442 | 621144.6268 | 634749.1417 | 665152.7791 | 675888.8218 | 689227.6975 | 704843.0407 | 732997.8797 | 751427.98 | 764617.8046 | 796377.536 | 823606.183 | 838007.337 | 859952.4672 | 890261.2447 | 905862.8166 | 919963.6498 | 933942.4615 | 954996.4829 | 969314.8563 | 1005802.6221 | 1022015.3572 | 1039177.9274 | 1063761.3134 | 1080622.6168 | 1122780.4666 | 1142417.6486 | 1164002.2987 | 1211577.0904 | 1228714.0728 | 1258855.415 | 1374285.7011 | 1389490.9752 | 1421140.0324 | 1439302.0927 | 1458745.954 | 1508309.4468 | 1505039.8654 | 46916598.9786
Isolated Island | 10778339.0696 | 74221796.2117 | 271113.3312 | 319858.561 | 356238.3178 | 398130.9324 | 440078.119 | 503423.9824 | 569287.1993 | 572908.6226 | 565959.3142 | 574549.9585 | 584283.3265 | 609886.2206 | 622473.2096 | 632768.8364 | 664255.4637 | 683437.5152 | 723421.845 | 756069.5839 | 776906.2392 | 785071.6597 | 802924.3261 | 892217.1456 | 968906.5653 | 989024.4642 | 1049288.7519 | 1109057.3543 | 1131560.6088 | 1156994.1236 | 1188604.6237 | 1245796.3097 | 1272837.2785 | 1318931.6519 | 1348674.0697 | 1386402.0269 | 1440641.7082 | 1475016.148 | 1538677.6255 | 1597392.855 | 1650252.7282 | 1783072.9042 | 1824245.2177 | 1864846.7777 | 1923067.4443 | 1996593.1959 | 2079387.5697 | 2125096.8763 | 2194999.3483 | 2243736.4386 | 2302504.8951 | 2393757.87 | 2445175.7771 | 2602014.8428 | 2737822.2585 | 2792692.1541 | 2903850.4907 | 3035609.5474 | 74221796.2117
Net | 2412342.1585 | 27305197.2331 | 3.6696 | 0.39998 | -0.085048 | 32408.551 | 25831.1576 | -1921.5515 | 43330.6601 | 64894.2903 | 49819.6045 | 64534.1006 | 64450.6107 | 81202.2962 | 81428.1003 | 82937.2747 | 107171.1962 | 116260.039 | 137091.8818 | 159254.2128 | 168130.895 | 163927.0329 | 168175.1843 | 227064.3665 | 293017.7435 | 299796.7668 | 344445.7112 | 376059.4746 | 380132.6288 | 392376.319 | 392227.0876 | 422190.1268 | 434829.9415 | 458979.1847 | 458412.825 | 480539.2103 | 520678.0584 | 541073.6866 | 583681.1426 | 628077.9986 | 644450.1061 | 761057.547 | 785067.2904 | 801085.4642 | 842444.8275 | 873812.7293 | 936969.9211 | 961094.5776 | 983422.2578 | 1015022.3658 | 1043649.4801 | 1019472.1689 | 1055684.8019 | 1180874.8104 | 1298520.1658 | 1333946.2001 | 1395541.0439 | 1530569.682 | 27305197.2331
CPW Induced
Interconnected Island | 2509799.0733 | 14074979.6936 | 81332.8985 | 95957.4483 | 106871.5209 | 109716.7144 | 124274.0884 | 151603.6602 | 157786.9618 | 152404.2997 | 154841.9129 | 153004.7574 | 155949.8147 | 158605.1773 | 162313.5328 | 164949.4685 | 167125.2803 | 170153.2429 | 175898.989 | 179044.6113 | 182632.6033 | 186343.388 | 190424.7425 | 199545.8337 | 202766.6465 | 206768.3092 | 211452.9122 | 219899.3639 | 225428.394 | 229385.3414 | 238913.2608 | 247081.8549 | 251402.2011 | 257985.7402 | 267078.3734 | 271758.845 | 275989.0949 | 280182.7384 | 286498.9449 | 290794.4569 | 301740.7866 | 306604.6072 | 311753.3782 | 319128.394 | 324186.785 | 336834.14 | 342725.2946 | 349200.6896 | 363473.1271 | 368614.2219 | 377656.6245 | 412285.7103 | 416847.2926 | 426342.0097 | 431790.6278 | 437623.7862 | 452492.834 | 451511.9596 | 14074979.6936
Isolated Island | 3233501.7209 | 22266538.8635 | 81333.9994 | 95957.5683 | 106871.4953 | 119439.2797 | 132023.4357 | 151027.1947 | 170786.1598 | 171872.5868 | 169787.7943 | 172364.9876 | 175284.998 | 182965.8662 | 186741.9629 | 189830.6509 | 199276.6391 | 205031.2546 | 217026.5535 | 226820.8752 | 233071.8718 | 235521.4979 | 240877.2978 | 267665.1437 | 290671.9696 | 296707.3393 | 314786.6256 | 332717.2063 | 339468.1826 | 347098.2371 | 356581.3871 | 373738.8929 | 381851.1836 | 395679.4956 | 404602.2209 | 415920.6081 | 432192.5125 | 442504.8444 | 461603.2876 | 479217.8565 | 495075.8185 | 534921.8713 | 547273.5653 | 559454.0333 | 576920.2333 | 598977.9588 | 623816.2709 | 637529.0629 | 658499.8045 | 673120.9316 | 690751.4685 | 718127.361 | 733552.7331 | 780604.4528 | 821346.6775 | 837807.6462 | 871155.1472 | 910682.8642 | 22266538.8635
Net | 723702.6475 | 8191559.1699 | 1.1009 | 0.11999 | -0.025514 | 9722.5653 | 7749.3473 | -576.4655 | 12999.198 | 19468.2871 | 14945.8814 | 19360.2302 | 19335.1832 | 24360.6889 | 24428.4301 | 24881.1824 | 32151.3588 | 34878.0117 | 41127.5645 | 47776.2638 | 50439.2685 | 49178.1099 | 50452.5553 | 68119.31 | 87905.323 | 89939.03 | 103333.7134 | 112817.8424 | 114039.7886 | 117712.8957 | 117668.1263 | 126657.038 | 130448.9825 | 137693.7554 | 137523.8475 | 144161.7631 | 156203.4175 | 162322.106 | 175104.3428 | 188423.3996 | 193335.0318 | 228317.2641 | 235520.1871 | 240325.6393 | 252733.4482 | 262143.8188 | 281090.9763 | 288328.3733 | 295026.6774 | 304506.7097 | 313094.844 | 305841.6507 | 316705.4406 | 354262.4431 | 389556.0497 | 400183.86 | 418662.3132 | 459170.9046 | 8191559.1699
Direct Labour Income - Capex |  | 0 | [56 empty] | 0
Interconnected Island |  | 0 | [56 empty] | 0
Isolated Island |  | 0 | [56 empty] | 0
Net | 0 | 0 | 0 | 0 | 0 | 0 | 0 | 0 | 0 | 0 | 0 | 0 | 0 | 0 | 0 | 0 | 0 | 0 | 0 | 0 | 0 | 0 | 0 | 0 | 0 | 0 | 0 | 0 | 0 | 0 | 0 | 0 | 0 | 0 | 0 | 0 | 0 | 0 | 0 | 0 | 0 | 0 | 0 | 0 | 0 | 0 | 0 | 0 | 0 | 0 | 0 | 0 | 0 | 0 | 0 | 0 | 0 | 0 | 0
Indirect Income - Capex |  | 0 | [56 empty] | 0
Interconnected Island |  | 0 | [56 empty] | 0
Isolated Island |  | 0 | [56 empty] | 0
Net | 0 | 0 | 0 | 0 | 0 | 0 | 0 | 0 | 0 | 0 | 0 | 0 | 0 | 0 | 0 | 0 | 0 | 0 | 0 | 0 | 0 | 0 | 0 | 0 | 0 | 0 | 0 | 0 | 0 | 0 | 0 | 0 | 0 | 0 | 0 | 0 | 0 | 0 | 0 | 0 | 0 | 0 | 0 | 0 | 0 | 0 | 0 | 0 | 0 | 0 | 0 | 0 | 0 | 0 | 0 | 0 | 0 | 0 | 0
Induced Income - Capex |  | 0 | [56 empty] | 0
Interconnected Island |  | 0 | [56 empty] | 0
Isolated Island |  | 0 | [56 empty] | 0
Net | 0 | 0 | 0 | 0 | 0 | 0 | 0 | 0 | 0 | 0 | 0 | 0 | 0 | 0 | 0 | 0 | 0 | 0 | 0 | 0 | 0 | 0 | 0 | 0 | 0 | 0 | 0 | 0 | 0 | 0 | 0 | 0 | 0 | 0 | 0 | 0 | 0 | 0 | 0 | 0 | 0 | 0 | 0 | 0 | 0 | 0 | 0 | 0 | 0 | 0 | 0 | 0 | 0 | 0 | 0 | 0 | 0 | 0 | 0
Direct, Indirect and Induced Income - Capex | [58 empty] | 0
Interconnected Island | 1675259.2035 | 2767667.1759 | 84293.4402 | 298984.6737 | 439641.8069 | 577552.2358 | 369765.5108 | 98902.2911 | 23120.6901 | 1605.9305 | 4283.2636 | 3469.9237 | 6894.1197 | 1613.5403 | 5086.5847 | 4318.0705 | 3796.7687 | 2605.9449 | 3523.0489 | 1451.7213 | 2473.9285 | 9751.4352 | 26925.8301 | 2061.9479 | 2498.2355 | 12204.2763 | 30017.627 | 2692.2652 | 13584.9156 | 43471.6381 | 33195.6682 | 2974.6133 | 14551.3695 | 35798.1214 | 2711.2669 | 2779.5908 | 2849.6365 | 3454.6152 | 16919.3159 | 41631.1058 | 3147.9212 | 3227.2488 | 3913.2788 | 19184.4221 | 47211.6786 | 4217.2127 | 20686.563 | 50912.9627 | 38428.5211 | 142701.9632 | 89997.0466 | 4139.2192 | 4243.5275 | 5148.1553 | 25292.6439 | 62264.2778 | 4687.7173 | 4805.8478 | 2767667.1759
Isolated Island | 775469.9529 | 3569294.2671 | 0 | 2345.9188 | 54146.1646 | 146640.2881 | 134474.7936 | 64507.5325 | 16849.9524 | 57640.685 | 56706.1765 | 35666.8652 | 5827.4235 | 6557.943 | 32373.2342 | 87616.3378 | 7341.6427 | 28593.2342 | 64925.6031 | 40259.2612 | 49392.9095 | 111523.2615 | 98877.7866 | 48593.2186 | 50206.7168 | 147356.3439 | 47302.9148 | 0 | 425.0529 | 27310.5521 | 64455.9026 | 11674.0648 | 32329.1067 | 0 | 18429.586 | 38330.1658 | 13240.3792 | 63039.3018 | 104797.9933 | 106534.202 | 116616.4431 | 589.6668 | 16004.4795 | 58439.2281 | 79468.1522 | 73989.1203 | 17031.6635 | 47165.9597 | 703.3254 | 45452.915 | 150282.9033 | 249021.2587 | 262114.5833 | 102532.8712 | 91783.7193 | 282001.9493 | 99803.513 | 0 | 3569294.2671
Net | 899789.2506 | -801627.0912 | 84293.4402 | 296638.7549 | 385495.6423 | 430911.9478 | 235290.7171 | 34394.7586 | 6270.7377 | -56034.7545 | -52422.9129 | -32196.9415 | 1066.6962 | -4944.4027 | -27286.6495 | -83298.2673 | -3544.8741 | -25987.2893 | -61402.5542 | -38807.5399 | -46918.981 | -101771.8263 | -71951.9565 | -46531.2706 | -47708.4813 | -135152.0676 | -17285.2879 | 2692.2652 | 13159.8627 | 16161.086 | -31260.2344 | -8699.4514 | -17777.7373 | 35798.1214 | -15718.3191 | -35550.575 | -10390.7427 | -59584.6866 | -87878.6774 | -64903.0962 | -113468.5219 | 2637.5821 | -12091.2007 | -39254.8059 | -32256.4735 | -69771.9076 | 3654.8995 | 3747.003 | 37725.1957 | 97249.0481 | -60285.8567 | -244882.0395 | -257871.0558 | -97384.7159 | -66491.0754 | -219737.6714 | -95115.7957 | 4805.8478 | -801627.0912
Direct, Indirect and Induced NL Treasury - Capex | [58 empty] | 0
Interconnected Island | 256630.9987 | 421611.7497 | 12968.6117 | 45959.3106 | 67371.0836 | 88448.8416 | 56625.2591 | 15177.8566 | 3561.656 | 248.2961 | 662.2438 | 536.4917 | 1065.9134 | 249.4726 | 786.4469 | 667.6254 | 587.0259 | 402.9103 | 544.7055 | 224.4535 | 380.3393 | 1451.2873 | 4006.8629 | 318.8018 | 383.8686 | 1824.5491 | 4468.3403 | 413.6805 | 2030.4763 | 6465.9485 | 4941.3981 | 457.0619 | 2175.4144 | 5328.7773 | 419.1943 | 429.758 | 440.5879 | 530.8114 | 2529.393 | 6197.023 | 486.7063 | 498.9713 | 601.2817 | 2867.995 | 7027.6932 | 647.9786 | 3092.5427 | 7578.6288 | 5808.7114 | 21530.6453 | 13584.577 | 639.9728 | 656.1002 | 791.009 | 3781.0764 | 9268.2626 | 724.7772 | 743.0416 | 421611.7497
Isolated Island | 97901.6611 | 429151.9701 | 0 | 361.2995 | 7955.0032 | 20450.5769 | 18210.6796 | 7175.381 | 1840.3639 | 5669.4676 | 6184.5082 | 3319.7096 | 1001.2322 | 1113.064 | 4856.2772 | 13064.7124 | 1243.8023 | 4294.923 | 9578.556 | 6017.2593 | 6050.7853 | 10249.6799 | 8951.0458 | 4489.6067 | 6282.3464 | 17124.3555 | 4362.4133 | 145.1814 | 211.8876 | 4071.2972 | 9446.3218 | 1892.6518 | 4961.8089 | 168.3659 | 2755.0747 | 5552.2085 | 2146.1471 | 9074.4716 | 11787.103 | 10767.6594 | 12794.4605 | 292.6424 | 2585.2861 | 8887.7415 | 11718.2694 | 10599.7683 | 2759.5457 | 7237.1938 | 348.2155 | 6771.054 | 19548.523 | 23625.361 | 26822.456 | 9471.9501 | 11272.5322 | 32082.787 | 9202.4281 | 304.5277 | 429151.9701
Net | 158729.3375 | -7540.2204 | 12968.6117 | 45598.0111 | 59416.0804 | 67998.2647 | 38414.5795 | 8002.4756 | 1721.2921 | -5421.1715 | -5522.2644 | -2783.2178 | 64.6813 | -863.5914 | -4069.8303 | -12397.0871 | -656.7765 | -3892.0127 | -9033.8504 | -5792.8058 | -5670.446 | -8798.3926 | -4944.1829 | -4170.8049 | -5898.4778 | -15299.8063 | 105.9269 | 268.4992 | 1818.5887 | 2394.6513 | -4504.9237 | -1435.5899 | -2786.3945 | 5160.4115 | -2335.8804 | -5122.4505 | -1705.5592 | -8543.6602 | -9257.71 | -4570.6364 | -12307.7542 | 206.3289 | -1984.0045 | -6019.7465 | -4690.5762 | -9951.7897 | 332.997 | 341.4349 | 5460.4959 | 14759.5913 | -5963.946 | -22985.3881 | -26166.3558 | -8680.9411 | -7491.4557 | -22814.5244 | -8477.6509 | 438.5139 | -7540.2204
Direct Labour Income - Opex |  | 0 | [56 empty] | 0
Interconnected Island |  | 0 | [56 empty] | 0
Isolated Island |  | 0 | [56 empty] | 0
Net | 0 | 0 | 0 | 0 | 0 | 0 | 0 | 0 | 0 | 0 | 0 | 0 | 0 | 0 | 0 | 0 | 0 | 0 | 0 | 0 | 0 | 0 | 0 | 0 | 0 | 0 | 0 | 0 | 0 | 0 | 0 | 0 | 0 | 0 | 0 | 0 | 0 | 0 | 0 | 0 | 0 | 0 | 0 | 0 | 0 | 0 | 0 | 0 | 0 | 0 | 0 | 0 | 0 | 0 | 0 | 0 | 0 | 0 | 0
Indirect Income - Opex |  | 0 | [56 empty] | 0
Interconnected Island |  | 0 | [56 empty] | 0
Isolated Island |  | 0 | [56 empty] | 0
Net | 0 | 0 | 0 | 0 | 0 | 0 | 0 | 0 | 0 | 0 | 0 | 0 | 0 | 0 | 0 | 0 | 0 | 0 | 0 | 0 | 0 | 0 | 0 | 0 | 0 | 0 | 0 | 0 | 0 | 0 | 0 | 0 | 0 | 0 | 0 | 0 | 0 | 0 | 0 | 0 | 0 | 0 | 0 | 0 | 0 | 0 | 0 | 0 | 0 | 0 | 0 | 0 | 0 | 0 | 0 | 0 | 0 | 0 | 0
Induced Income - Opex |  | 0 | [56 empty] | 0
Interconnected Island |  | 0 | [56 empty] | 0
Isolated Island |  | 0 | [56 empty] | 0
Net | 0 | 0 | 0 | 0 | 0 | 0 | 0 | 0 | 0 | 0 | 0 | 0 | 0 | 0 | 0 | 0 | 0 | 0 | 0 | 0 | 0 | 0 | 0 | 0 | 0 | 0 | 0 | 0 | 0 | 0 | 0 | 0 | 0 | 0 | 0 | 0 | 0 | 0 | 0 | 0 | 0 | 0 | 0 | 0 | 0 | 0 | 0 | 0 | 0 | 0 | 0 | 0 | 0 | 0 | 0 | 0 | 0 | 0 | 0
Direct, Indirect and Induced Income - Opex | [58 empty] | 0
Interconnected Island | 472837.5691 | 2662914.8251 | 16947.7378 | 17712.0804 | 18470.4952 | 19006.8415 | 20262.2012 | 26125.767 | 38991.2869 | 39966.0568 | 40010.5312 | 31614.8358 | 28020.9137 | 29673.304 | 29439.5768 | 31175.6958 | 27962.6171 | 29882.0568 | 29382.724 | 30386.1422 | 30017.7356 | 30771.4097 | 31616.0089 | 33205.8696 | 35289.0744 | 34895.4041 | 35852.3482 | 37846.647 | 38576.3426 | 41044.0587 | 41570.4559 | 42616.6149 | 43687.0689 | 44878.9422 | 48644.133 | 48230.7135 | 49443.0662 | 50962.3468 | 51960.6734 | 55186.9921 | 55924.0529 | 57331.9215 | 58774.0741 | 60256.6361 | 63945.129 | 64816.0996 | 66446.0926 | 68479.7311 | 69844.291 | 73920.7878 | 74109.2184 | 83538.3839 | 84034.6518 | 86156.5511 | 90784.6736 | 88664.6375 | 90905.4244 | 93655.6989 | 2662914.8251
Isolated Island | 577448.1528 | 4175223.9614 | 16947.7481 | 17712.0805 | 18470.4951 | 19398.1535 | 21169.6119 | 22995.4703 | 25082.3954 | 25756.6542 | 27063.4744 | 29126.488 | 30167.2779 | 31183.8943 | 32122.552 | 33640.8757 | 36568.0716 | 37678.8764 | 39475.0379 | 42392.9277 | 44835.6086 | 47609.3409 | 49322.6115 | 48802.1272 | 48088.5065 | 50366.0605 | 53164.1795 | 58881.8279 | 60943.7599 | 63071.9548 | 65268.4431 | 67534.7568 | 69964.6996 | 73388.1608 | 75906.1564 | 78502.5062 | 81181.7361 | 84048.7442 | 88043.4512 | 91013.6679 | 94401.9995 | 101123.6946 | 104485.3403 | 107951.7501 | 111526.2407 | 115211.9311 | 119012.1554 | 123062.2954 | 128565.2497 | 132769.4433 | 137103.7651 | 141274.9566 | 145718.8194 | 151795.0192 | 156390.9539 | 161120.4628 | 165988.9864 | 170830.5133 | 4175223.9614
Net | -104610.5838 | -1512309.1363 | -0.010268 | -0.00014023 | 9.0346e-05 | -391.312 | -907.4107 | 3130.2967 | 13908.8915 | 14209.4026 | 12947.0568 | 2488.3479 | -2146.3642 | -1510.5903 | -2682.9752 | -2465.1799 | -8605.4545 | -7796.8197 | -10092.3139 | -12006.7855 | -14817.873 | -16837.9312 | -17706.6026 | -15596.2576 | -12799.432 | -15470.6565 | -17311.8313 | -21035.1809 | -22367.4173 | -22027.8961 | -23697.9872 | -24918.142 | -26277.6307 | -28509.2186 | -27262.0234 | -30271.7927 | -31738.6698 | -33086.3974 | -36082.7778 | -35826.6758 | -38477.9466 | -43791.7731 | -45711.2661 | -47695.1141 | -47581.1117 | -50395.8315 | -52566.0627 | -54582.5643 | -58720.9587 | -58848.6555 | -62994.5467 | -57736.5728 | -61684.1676 | -65638.4681 | -65606.2802 | -72455.8253 | -75083.562 | -77174.8144 | -1512309.1363
Direct, Indirect and Induced NL Treasury - Opex | [58 empty] | 0
Interconnected Island | 71370.9023 | 399579.7969 | 2663.0516 | 2783.0159 | 2902.0555 | 2986.6209 | 3187.3793 | 4030.8225 | 5893.9822 | 6041.3298 | 6075.8225 | 4723.7518 | 4186.8972 | 4407.7705 | 4398.8759 | 4630.9433 | 4151.6233 | 4404.444 | 4362.5325 | 4470.2555 | 4444.4416 | 4556.0792 | 4682.2563 | 4929.614 | 5205.9923 | 5180.559 | 5323.855 | 5627.0878 | 5741.5249 | 6072.2741 | 6201.8889 | 6358.0603 | 6517.833 | 6697.0281 | 7229.8584 | 7212.0539 | 7393.4285 | 7613.1307 | 7770.0926 | 8204.4703 | 8380.6934 | 8591.8027 | 8808.0409 | 9030.395 | 9528.0812 | 9733.5008 | 9978.4014 | 10274.1171 | 10489.159 | 11036.4853 | 11139.4463 | 12657.5773 | 12714.5191 | 13035.8189 | 13657.8097 | 13393.6655 | 13732.4565 | 14135.1237 | 399579.7969
Isolated Island | 91216.6941 | 665864.5157 | 2663.0532 | 2783.0159 | 2902.0555 | 3046.1972 | 3322.7498 | 3608.8133 | 3937.8022 | 4043.8707 | 4247.2546 | 4559.4699 | 4724.6144 | 4883.8144 | 5030.8382 | 5265.0103 | 5714.3898 | 5888.1627 | 6164.5239 | 6605.973 | 6987.4062 | 7406.2985 | 7675.9718 | 7653.3966 | 7601.9509 | 7957.1071 | 8415.1832 | 9386.6118 | 9717.7708 | 10059.6152 | 10412.4735 | 10776.5893 | 11167.2513 | 11719.716 | 12124.4769 | 12541.8649 | 12972.6305 | 13433.8609 | 14078.7531 | 14556.5033 | 15102.623 | 16195.3746 | 16736.6131 | 17294.7717 | 17870.3888 | 18463.9682 | 19076.0497 | 19728.6926 | 20617.9521 | 21295.3516 | 21993.7817 | 22665.2582 | 23380.9791 | 24362.5444 | 25102.6405 | 25864.2846 | 26648.3703 | 27427.8307 | 665864.5157
Net | -19845.7917 | -266284.7188 | -0.0016093 | -2.1977e-05 | 1.4159e-05 | -59.5763 | -135.3705 | 422.0091 | 1956.18 | 1997.4591 | 1828.5679 | 164.282 | -537.7172 | -476.0439 | -631.9623 | -634.067 | -1562.7666 | -1483.7187 | -1801.9914 | -2135.7175 | -2542.9647 | -2850.2194 | -2993.7155 | -2723.7826 | -2395.9586 | -2776.5481 | -3091.3282 | -3759.524 | -3976.2459 | -3987.3411 | -4210.5846 | -4418.529 | -4649.4183 | -5022.6879 | -4894.6184 | -5329.811 | -5579.202 | -5820.7302 | -6308.6605 | -6352.033 | -6721.9296 | -7603.5719 | -7928.5722 | -8264.3767 | -8342.3076 | -8730.4674 | -9097.6483 | -9454.5755 | -10128.7931 | -10258.8663 | -10854.3354 | -10007.6809 | -10666.4599 | -11326.7255 | -11444.8308 | -12470.6191 | -12915.9138 | -13292.707 | -266284.7188
Direct, Indirect and Induced Income - ML Capex | [58 empty] | 0
Interconnected Island | 127507.0149 | 153327.3936 | 8078.905 | 14494.5633 | 35607.4407 | 42269.6441 | 51609.7779 | 1267.0627 | 0 | 0 | 0 | 0 | 0 | 0 | 0 | 0 | 0 | 0 | 0 | 0 | 0 | 0 | 0 | 0 | 0 | 0 | 0 | 0 | 0 | 0 | 0 | 0 | 0 | 0 | 0 | 0 | 0 | 0 | 0 | 0 | 0 | 0 | 0 | 0 | 0 | 0 | 0 | 0 | 0 | 0 | 0 | 0 | 0 | 0 | 0 | 0 | 0 | 0 | 153327.3936
Isolated Island | 0 | 0 | 0 | 0 | 0 | 0 | 0 | 0 | 0 | 0 | 0 | 0 | 0 | 0 | 0 | 0 | 0 | 0 | 0 | 0 | 0 | 0 | 0 | 0 | 0 | 0 | 0 | 0 | 0 | 0 | 0 | 0 | 0 | 0 | 0 | 0 | 0 | 0 | 0 | 0 | 0 | 0 | 0 | 0 | 0 | 0 | 0 | 0 | 0 | 0 | 0 | 0 | 0 | 0 | 0 | 0 | 0 | 0 | 0
Net | 127507.0149 | 153327.3936 | 8078.905 | 14494.5633 | 35607.4407 | 42269.6441 | 51609.7779 | 1267.0627 | 0 | 0 | 0 | 0 | 0 | 0 | 0 | 0 | 0 | 0 | 0 | 0 | 0 | 0 | 0 | 0 | 0 | 0 | 0 | 0 | 0 | 0 | 0 | 0 | 0 | 0 | 0 | 0 | 0 | 0 | 0 | 0 | 0 | 0 | 0 | 0 | 0 | 0 | 0 | 0 | 0 | 0 | 0 | 0 | 0 | 0 | 0 | 0 | 0 | 0 | 153327.3936
Direct, Indirect and Induced NL Treasury - ML Capex | [58 empty] | 0
Interconnected Island | 17145.5078 | 23587.6103 | 0 | 0 | 1251.2014 | 2267.3906 | 5516.867 | 6510.3753 | 7872.4804 | 169.2956 | 0 | 0 | 0 | 0 | 0 | 0 | 0 | 0 | 0 | 0 | 0 | 0 | 0 | 0 | 0 | 0 | 0 | 0 | 0 | 0 | 0 | 0 | 0 | 0 | 0 | 0 | 0 | 0 | 0 | 0 | 0 | 0 | 0 | 0 | 0 | 0 | 0 | 0 | 0 | 0 | 0 | 0 | 0 | 0 | 0 | 0 | 0 | 0 | 23587.6103
Isolated Island | 0 | 0 | 0 | 0 | 0 | 0 | 0 | 0 | 0 | 0 | 0 | 0 | 0 | 0 | 0 | 0 | 0 | 0 | 0 | 0 | 0 | 0 | 0 | 0 | 0 | 0 | 0 | 0 | 0 | 0 | 0 | 0 | 0 | 0 | 0 | 0 | 0 | 0 | 0 | 0 | 0 | 0 | 0 | 0 | 0 | 0 | 0 | 0 | 0 | 0 | 0 | 0 | 0 | 0 | 0 | 0 | 0 | 0 | 0
Net | 17145.5078 | 23587.6103 | 0 | 0 | 1251.2014 | 2267.3906 | 5516.867 | 6510.3753 | 7872.4804 | 169.2956 | 0 | 0 | 0 | 0 | 0 | 0 | 0 | 0 | 0 | 0 | 0 | 0 | 0 | 0 | 0 | 0 | 0 | 0 | 0 | 0 | 0 | 0 | 0 | 0 | 0 | 0 | 0 | 0 | 0 | 0 | 0 | 0 | 0 | 0 | 0 | 0 | 0 | 0 | 0 | 0 | 0 | 0 | 0 | 0 | 0 | 0 | 0 | 0 | 23587.6103
Direct, Indirect and Induced Income - ML Opex | [58 empty] | 0
Interconnected Island | 32114.4581 | 193391.8899 | 0 | 0 | 0 | 0 | 1300.076 | 1776.7705 | 2793.1888 | 1866.7195 | 2934.594 | 1999.5041 | 2010.2528 | 2060.5091 | 2112.0218 | 3501.9323 | 2442.3043 | 2503.3619 | 2565.946 | 2630.0946 | 4003.0776 | 2763.2432 | 2832.3243 | 2903.1324 | 2975.7107 | 4529.1149 | 3126.356 | 3204.5149 | 3284.6278 | 3366.7435 | 5124.2778 | 3537.1849 | 3625.6145 | 3782.1599 | 3809.1612 | 5797.6499 | 4002 | 4102.05 | 4204.6013 | 4309.7163 | 4417.4592 | 4527.8957 | 4641.0931 | 4757.1204 | 4876.0484 | 4997.9496 | 5122.8984 | 5250.9709 | 5382.2451 | 5516.8012 | 5654.7213 | 5796.0893 | 5940.9915 | 6089.5163 | 6241.7542 | 6397.7981 | 0 | 0 | 193391.8899
Isolated Island | 0 | 0 | 0 | 0 | 0 | 0 | 0 | 0 | 0 | 0 | 0 | 0 | 0 | 0 | 0 | 0 | 0 | 0 | 0 | 0 | 0 | 0 | 0 | 0 | 0 | 0 | 0 | 0 | 0 | 0 | 0 | 0 | 0 | 0 | 0 | 0 | 0 | 0 | 0 | 0 | 0 | 0 | 0 | 0 | 0 | 0 | 0 | 0 | 0 | 0 | 0 | 0 | 0 | 0 | 0 | 0 | 0 | 0 | 0
Net | 32114.4581 | 193391.8899 | 0 | 0 | 0 | 0 | 1300.076 | 1776.7705 | 2793.1888 | 1866.7195 | 2934.594 | 1999.5041 | 2010.2528 | 2060.5091 | 2112.0218 | 3501.9323 | 2442.3043 | 2503.3619 | 2565.946 | 2630.0946 | 4003.0776 | 2763.2432 | 2832.3243 | 2903.1324 | 2975.7107 | 4529.1149 | 3126.356 | 3204.5149 | 3284.6278 | 3366.7435 | 5124.2778 | 3537.1849 | 3625.6145 | 3782.1599 | 3809.1612 | 5797.6499 | 4002 | 4102.05 | 4204.6013 | 4309.7163 | 4417.4592 | 4527.8957 | 4641.0931 | 4757.1204 | 4876.0484 | 4997.9496 | 5122.8984 | 5250.9709 | 5382.2451 | 5516.8012 | 5654.7213 | 5796.0893 | 5940.9915 | 6089.5163 | 6241.7542 | 6397.7981 | 0 | 0 | 193391.8899
Direct, Indirect and Induced NL Treasury - ML Opex | [58 empty] | 0
Interconnected Island | 2414.6657 | 18017.8818 | 0 | 0 | 0 | 0 | 0 | 0 | 0 | 0 | 129.5951 | 177.1133 | 278.4326 | 186.0797 | 292.5283 | 199.316 | 200.3874 | 205.3971 | 210.532 | 349.0821 | 243.4555 | 249.5419 | 255.7804 | 262.1749 | 399.0376 | 275.4476 | 282.3337 | 289.3921 | 296.6269 | 451.4744 | 311.6436 | 319.4347 | 327.4206 | 335.6061 | 510.8019 | 352.5962 | 361.4111 | 377.0159 | 379.7075 | 577.9254 | 398.9302 | 408.9034 | 419.126 | 429.6042 | 440.3443 | 451.3529 | 462.6367 | 474.2026 | 486.0577 | 498.2091 | 510.6644 | 523.431 | 536.5167 | 549.9297 | 563.6779 | 577.7699 | 592.2141 | 607.0195 | 18017.8818
Isolated Island | 0 | 0 | 0 | 0 | 0 | 0 | 0 | 0 | 0 | 0 | 0 | 0 | 0 | 0 | 0 | 0 | 0 | 0 | 0 | 0 | 0 | 0 | 0 | 0 | 0 | 0 | 0 | 0 | 0 | 0 | 0 | 0 | 0 | 0 | 0 | 0 | 0 | 0 | 0 | 0 | 0 | 0 | 0 | 0 | 0 | 0 | 0 | 0 | 0 | 0 | 0 | 0 | 0 | 0 | 0 | 0 | 0 | 0 | 0
Net | 2414.6657 | 18017.8818 | 0 | 0 | 0 | 0 | 0 | 0 | 0 | 0 | 129.5951 | 177.1133 | 278.4326 | 186.0797 | 292.5283 | 199.316 | 200.3874 | 205.3971 | 210.532 | 349.0821 | 243.4555 | 249.5419 | 255.7804 | 262.1749 | 399.0376 | 275.4476 | 282.3337 | 289.3921 | 296.6269 | 451.4744 | 311.6436 | 319.4347 | 327.4206 | 335.6061 | 510.8019 | 352.5962 | 361.4111 | 377.0159 | 379.7075 | 577.9254 | 398.9302 | 408.9034 | 419.126 | 429.6042 | 440.3443 | 451.3529 | 462.6367 | 474.2026 | 486.0577 | 498.2091 | 510.6644 | 523.431 | 536.5167 | 549.9297 | 563.6779 | 577.7699 | 592.2141 | 607.0195 | 18017.8818
LCP Project Dividends (net of equity financing; LCP only) | [58 empty] | 0
Interconnected Island | 1054156.0406 | 19211637.5727 | 0 | -8169.7869 | -28431.8993 | -30119.7043 | -44227.4423 | -40246.0962 | -7721.5643 | -1110.6043 | -5468.9329 | 4219.3192 | -179837.8812 | -449074.5098 | 31955.8218 | -253453.6542 | -257502.8055 | 3447.7036 | 126790.9182 | 189338.7381 | 205611.3042 | 219094.8672 | 231751.3963 | 243983.9352 | 256220.7443 | 267809.8736 | 278658.6346 | 287708.9822 | 295946.4352 | 304170.4901 | 312233.5389 | 319841.0567 | 327639.0656 | 335564.1872 | 343799.3189 | 352113.8112 | 360604.7824 | 369282.3294 | 453722.9749 | 537979.7478 | 547239.3433 | 556700.6398 | 590012.9341 | 680582.8955 | 717877.1398 | 732677.8371 | 747590.3661 | 762750.4858 | 778265.8468 | 794128.9377 | 810389.8836 | 826531.6097 | 842951.4245 | 859773.7859 | 877000.6669 | 894379.7275 | 911953.3386 | 926705.6144 | 19211637.5727
Isolated Island | 0 | 0 | 0 | 0 | 0 | 0 | 0 | 0 | 0 | 0 | 0 | 0 | 0 | 0 | 0 | 0 | 0 | 0 | 0 | 0 | 0 | 0 | 0 | 0 | 0 | 0 | 0 | 0 | 0 | 0 | 0 | 0 | 0 | 0 | 0 | 0 | 0 | 0 | 0 | 0 | 0 | 0 | 0 | 0 | 0 | 0 | 0 | 0 | 0 | 0 | 0 | 0 | 0 | 0 | 0 | 0 | 0 | 0 | 0
Net | 1054156.0406 | 19211637.5727 | 0 | -8169.7869 | -28431.8993 | -30119.7043 | -44227.4423 | -40246.0962 | -7721.5643 | -1110.6043 | -5468.9329 | 4219.3192 | -179837.8812 | -449074.5098 | 31955.8218 | -253453.6542 | -257502.8055 | 3447.7036 | 126790.9182 | 189338.7381 | 205611.3042 | 219094.8672 | 231751.3963 | 243983.9352 | 256220.7443 | 267809.8736 | 278658.6346 | 287708.9822 | 295946.4352 | 304170.4901 | 312233.5389 | 319841.0567 | 327639.0656 | 335564.1872 | 343799.3189 | 352113.8112 | 360604.7824 | 369282.3294 | 453722.9749 | 537979.7478 | 547239.3433 | 556700.6398 | 590012.9341 | 680582.8955 | 717877.1398 | 732677.8371 | 747590.3661 | 762750.4858 | 778265.8468 | 794128.9377 | 810389.8836 | 826531.6097 | 842951.4245 | 859773.7859 | 877000.6669 | 894379.7275 | 911953.3386 | 926705.6144 | 19211637.5727
Regulated NLH Dividends (excluding LCP) | [58 empty] | 0
Interconnected Island | 435825.1717 | 2969381.7277 | 0 | 0 | 0 | 0 | 0 | 0 | 0 | 24793.1818 | 44967.1269 | 42093.0849 | 39106.3397 | 50573.4477 | 46189.3327 | 43262.8506 | 45551.9713 | 42916.2856 | 44897.9468 | 44556.3171 | 45322.3564 | 44485.8415 | 42498.387 | 29515.9496 | 48439.4175 | 50653.8704 | 42485.5107 | 30835.978 | 55810.2965 | 48829.7471 | 26591.0522 | 39697.4579 | 67551.0513 | 59791.652 | 46977.686 | 76114.5301 | 77685.3341 | 77491.2154 | 77710.7604 | 66722.6544 | 50088.6286 | 83738.136 | 85241.0594 | 85657.3912 | 72514.0239 | 53073.9845 | 89979.2021 | 76408.5735 | 56888.046 | 68673.7745 | 0 | 27556.5876 | 123225.5279 | 128633.7408 | 128157.1478 | 108306.9812 | 79806.4048 | 127313.8841 | 2969381.7277
Isolated Island | 512336.7608 | 4473137.8192 | 0 | 0 | 0 | 0 | 0 | 0 | 0 | 0 | 0 | 0 | 0 | 0 | 0 | 0 | 3065.7355 | 101696.1021 | 84050.866 | 58497.2053 | 86443.7578 | 76581.3189 | 36351.1053 | 55295.4667 | 108182.0829 | 93219.9577 | 11119.5021 | 126840.9703 | 157016.4421 | 156476.8219 | 122392.7968 | 89403.1326 | 146609.3675 | 133733.3505 | 159613.0325 | 133325.3127 | 111200.3335 | 145805.9077 | 96349.5693 | 55305.3615 | 59968.0023 | 73437.0756 | 188047.2723 | 177542.8292 | 140910.5889 | 106303.5577 | 104319.7743 | 182959.2732 | 163592.1794 | 199992.7164 | 145076.5997 | 52568.2575 | 0 | 0 | 157483.1087 | 162764.0186 | 941.9548 | 208655.1115 | 4473137.8192
Net | -76511.5891 | -1503756.0915 | 0 | 0 | 0 | 0 | 0 | 0 | 0 | 24793.1818 | 44967.1269 | 42093.0849 | 39106.3397 | 50573.4477 | 46189.3327 | 43262.8506 | 42486.2358 | -58779.8165 | -39152.9192 | -13940.8882 | -41121.4013 | -32095.4774 | 6147.2817 | -25779.5171 | -59742.6655 | -42566.0873 | 31366.0086 | -96004.9923 | -101206.1455 | -107647.0748 | -95801.7446 | -49705.6747 | -79058.3162 | -73941.6984 | -112635.3466 | -57210.7826 | -33514.9994 | -68314.6923 | -18638.8089 | 11417.2928 | -9879.3736 | 10301.0604 | -102806.2129 | -91885.438 | -68396.565 | -53229.5732 | -14340.5722 | -106550.6997 | -106704.1334 | -131318.9419 | -145076.5997 | -25011.6699 | 123225.5279 | 128633.7408 | -29325.9609 | -54457.0374 | 78864.45 | -81341.2274 | -1503756.0915
Export Value | [58 empty] | 0
Interconnected Island | 0 | 0 | 0 | 0 | 0 | 0 | 0 | 0 | 0 | 0 | 0 | 0 | 0 | 0 | 0 | 0 | 0 | 0 | 0 | 0 | 0 | 0 | 0 | 0 | 0 | 0 | 0 | 0 | 0 | 0 | 0 | 0 | 0 | 0 | 0 | 0 | 0 | 0 | 0 | 0 | 0 | 0 | 0 | 0 | 0 | 0 | 0 | 0 | 0 | 0 | 0 | 0 | 0 | 0 | 0 | 0 | 0 | 0 | 0
Isolated Island | 0 | 0 | [56 empty] | 0
Net | 0 | 0 | 0 | 0 | 0 | 0 | 0 | 0 | 0 | 0 | 0 | 0 | 0 | 0 | 0 | 0 | 0 | 0 | 0 | 0 | 0 | 0 | 0 | 0 | 0 | 0 | 0 | 0 | 0 | 0 | 0 | 0 | 0 | 0 | 0 | 0 | 0 | 0 | 0 | 0 | 0 | 0 | 0 | 0 | 0 | 0 | 0 | 0 | 0 | 0 | 0 | 0 | 0 | 0 | 0 | 0 | 0 | 0 | 0
Federal Loan Guarantee | [58 empty] | 0
Interconnected Island | 0 | 0 | 0 | 0 | 0 | 0 | 0 | 0 | 0 | 0 | 0 | 0 | 0 | 0 | 0 | 0 | 0 | 0 | 0 | 0 | 0 | 0 | 0 | 0 | 0 | 0 | 0 | 0 | 0 | 0 | 0 | 0 | 0 | 0 | 0 | 0 | 0 | 0 | 0 | 0 | 0 | 0 | 0 | 0 | 0 | 0 | 0 | 0 | 0 | 0 | 0 | 0 | 0 | 0 | 0 | 0 | 0 | 0 | 0
Isolated Island | 0 | 0 | 0 | 0 | 0 | 0 | 0 | 0 | 0 | 0 | 0 | 0 | 0 | 0 | 0 | 0 | 0 | 0 | 0 | 0 | 0 | 0 | 0 | 0 | 0 | 0 | 0 | 0 | 0 | 0 | 0 | 0 | 0 | 0 | 0 | 0 | 0 | 0 | 0 | 0 | 0 | 0 | 0 | 0 | 0 | 0 | 0 | 0 | 0 | 0 | 0 | 0 | 0 | 0 | 0 | 0 | 0 | 0 | 0
Net | 0 | 0 | 0 | 0 | 0 | 0 | 0 | 0 | 0 | 0 | 0 | 0 | 0 | 0 | 0 | 0 | 0 | 0 | 0 | 0 | 0 | 0 | 0 | 0 | 0 | 0 | 0 | 0 | 0 | 0 | 0 | 0 | 0 | 0 | 0 | 0 | 0 | 0 | 0 | 0 | 0 | 0 | 0 | 0 | 0 | 0 | 0 | 0 | 0 | 0 | 0 | 0 | 0 | 0 | 0 | 0 | 0 | 0 | 0
Carbon Costs | [58 empty] | 0
Interconnected Island | -2232.0249 | -33165.8304 | 0 | 0 | 0 | 0 | 0 | 0 | -7.3685 | -7.9259 | -8.6446 | -7.6032 | -9.5753 | -14.9035 | -18.363 | -23.0299 | -24.7054 | -33.7045 | -52.3637 | -85.5215 | -105.7059 | -125.4996 | -144.5673 | -181.1151 | -205.8305 | -230.5138 | -259.3716 | -301.2804 | -327.9838 | -357.3002 | -399.0922 | -436.9633 | -467.5016 | -500.976 | -542.198 | -589.8549 | -627.7651 | -668.7991 | -709.6325 | -762.164 | -814.6202 | -867.9557 | -918.2736 | -986.6842 | -1053.1876 | -1116.8115 | -1173.741 | -1267.2105 | -1345.6518 | -1426.9082 | -1483.3971 | -1494.9553 | -1584.7168 | -1678.7274 | -1747.1219 | -1879.3748 | -1987.494 | -2101.1749 | -33165.8304
Isolated Island | -629233.4662 | -4868604.5626 | 0 | 0 | 0 | 0 | 0 | 0 | -35042.5184 | -37852.701 | -37954.3117 | -39702.6375 | -41579.7867 | -47703.6148 | -53061.293 | -57125.4054 | -56481.1386 | -59983.5318 | -62812.0644 | -65155.2539 | -66567.3574 | -65854.0437 | -69168.918 | -67728.6882 | -66054.1905 | -68316.6897 | -65654.9192 | -62482.6808 | -65365.8369 | -68336.5742 | -71447.4899 | -74631.3104 | -77937.5263 | -81372.8684 | -84946.0429 | -88657.3779 | -92471.6623 | -96432.9303 | -100519.5895 | -104869.4232 | -109316.6754 | -113762.1484 | -118407.2104 | -123163.6493 | -128001.2317 | -132924.9467 | -138053.4384 | -143222.5251 | -148578.1711 | -154083.1907 | -159780.318 | -164725.2606 | -169820.8326 | -175073.0612 | -180573.2504 | -186118.2326 | -191894.3012 | -197835.742 | -4868604.5626
Net | 627001.4412 | 4835438.7322 | 0 | 0 | 0 | 0 | 0 | 0 | 35035.15 | 37844.7751 | 37945.6671 | 39695.0343 | 41570.2114 | 47688.7113 | 53042.93 | 57102.3755 | 56456.4332 | 59949.8273 | 62759.7007 | 65069.7325 | 66461.6515 | 65728.5441 | 69024.3507 | 67547.5731 | 65848.36 | 68086.1759 | 65395.5475 | 62181.4004 | 65037.8531 | 67979.274 | 71048.3978 | 74194.3471 | 77470.0246 | 80871.8924 | 84403.8449 | 88067.523 | 91843.8971 | 95764.1311 | 99809.9569 | 104107.2592 | 108502.0551 | 112894.1927 | 117488.9368 | 122176.9651 | 126948.0441 | 131808.1352 | 136879.6974 | 141955.3146 | 147232.5193 | 152656.2825 | 158296.9209 | 163230.3053 | 168236.1158 | 173394.3339 | 178826.1285 | 184238.8579 | 189906.8072 | 195734.5671 | 4835438.7322
Carbon Costs Induced | [58 empty] | 0
Interconnected Island | -669.6075 | -9949.7491 | 0 | 0 | 0 | 0 | 0 | 0 | -2.2105 | -2.3778 | -2.5934 | -2.281 | -2.8726 | -4.4711 | -5.5089 | -6.909 | -7.4116 | -10.1114 | -15.7091 | -25.6564 | -31.7118 | -37.6499 | -43.3702 | -54.3345 | -61.7492 | -69.1541 | -77.8115 | -90.3841 | -98.3951 | -107.1901 | -119.7276 | -131.089 | -140.2505 | -150.2928 | -162.6594 | -176.9565 | -188.3295 | -200.6397 | -212.8898 | -228.6492 | -244.3861 | -260.3867 | -275.4821 | -296.0053 | -315.9563 | -335.0435 | -352.1223 | -380.1631 | -403.6955 | -428.0724 | -445.0191 | -448.4866 | -475.415 | -503.6182 | -524.1366 | -563.8124 | -596.2482 | -630.3525 | -9949.7491
Isolated Island | -188770.0398 | -1460581.3688 | 0 | 0 | 0 | 0 | 0 | 0 | -10512.7555 | -11355.8103 | -11386.2935 | -11910.7913 | -12473.936 | -14311.0844 | -15918.3879 | -17137.6216 | -16944.3416 | -17995.0595 | -18843.6193 | -19546.5762 | -19970.2072 | -19756.2131 | -20750.6754 | -20318.6065 | -19816.2572 | -20495.0069 | -19696.4757 | -18744.8042 | -19609.7511 | -20500.9723 | -21434.247 | -22389.3931 | -23381.2579 | -24411.8605 | -25483.8129 | -26597.2134 | -27741.4987 | -28929.8791 | -30155.8768 | -31460.8269 | -32795.0026 | -34128.6445 | -35522.1631 | -36949.0948 | -38400.3695 | -39877.484 | -41416.0315 | -42966.7575 | -44573.4513 | -46224.9572 | -47934.0954 | -49417.5782 | -50946.2498 | -52521.9184 | -54171.9751 | -55835.4698 | -57568.2904 | -59350.7226 | -1460581.3688
Net | 188100.4324 | 1450631.6197 | 0 | 0 | 0 | 0 | 0 | 0 | 10510.545 | 11353.4325 | 11383.7001 | 11908.5103 | 12471.0634 | 14306.6134 | 15912.879 | 17130.7126 | 16936.93 | 17984.9482 | 18827.9102 | 19520.9197 | 19938.4955 | 19718.5632 | 20707.3052 | 20264.2719 | 19754.508 | 20425.8528 | 19618.6643 | 18654.4201 | 19511.3559 | 20393.7822 | 21314.5193 | 22258.3041 | 23241.0074 | 24261.5677 | 25321.1535 | 26420.2569 | 27553.1691 | 28729.2393 | 29942.9871 | 31232.1778 | 32550.6165 | 33868.2578 | 35246.681 | 36653.0895 | 38084.4132 | 39542.4405 | 41063.9092 | 42586.5944 | 44169.7558 | 45796.8848 | 47489.0763 | 48969.0916 | 50470.8348 | 52018.3002 | 53647.8385 | 55271.6574 | 56972.0421 | 58720.3701 | 1450631.6197
Water Power Rentals
Interconnected Island | 192411.6536 | 1236980.0548 | 0 | 0 | 0 | 0 | 0 | 5212.6305 | 14563.4446 | 14854.7135 | 15151.8077 | 15454.8439 | 15763.9408 | 16079.2196 | 16400.804 | 16728.82 | 17063.3964 | 17404.6644 | 17752.7577 | 18107.8128 | 18469.9691 | 18839.3685 | 19216.1558 | 19600.4789 | 19992.4885 | 20392.3383 | 20800.1851 | 21216.1888 | 21640.5125 | 22073.3228 | 22514.7892 | 22965.085 | 23424.3867 | 23892.8745 | 24370.7319 | 24858.1466 | 25355.3095 | 25862.4157 | 26379.664 | 26907.2573 | 27445.4024 | 27994.3105 | 28554.1967 | 29125.2806 | 29707.7862 | 30301.942 | 30907.9808 | 31526.1404 | 32156.6632 | 32799.7965 | 33455.7924 | 34124.9083 | 34807.4064 | 35503.5546 | 36213.6257 | 36937.8982 | 37676.6561 | 38430.1893 | 1236980.0548
Isolated Island | 0 | 0 | 0 | 0 | 0 | 0 | 0 | 0 | 0 | 0 | 0 | 0 | 0 | 0 | 0 | 0 | 0 | 0 | 0 | 0 | 0 | 0 | 0 | 0 | 0 | 0 | 0 | 0 | 0 | 0 | 0 | 0 | 0 | 0 | 0 | 0 | 0 | 0 | 0 | 0 | 0 | 0 | 0 | 0 | 0 | 0 | 0 | 0 | 0 | 0 | 0 | 0 | 0 | 0 | 0 | 0 | 0 | 0 | 0
Net | 192411.6536 | 1236980.0548 | 0 | 0 | 0 | 0 | 0 | 5212.6305 | 14563.4446 | 14854.7135 | 15151.8077 | 15454.8439 | 15763.9408 | 16079.2196 | 16400.804 | 16728.82 | 17063.3964 | 17404.6644 | 17752.7577 | 18107.8128 | 18469.9691 | 18839.3685 | 19216.1558 | 19600.4789 | 19992.4885 | 20392.3383 | 20800.1851 | 21216.1888 | 21640.5125 | 22073.3228 | 22514.7892 | 22965.085 | 23424.3867 | 23892.8745 | 24370.7319 | 24858.1466 | 25355.3095 | 25862.4157 | 26379.664 | 26907.2573 | 27445.4024 | 27994.3105 | 28554.1967 | 29125.2806 | 29707.7862 | 30301.942 | 30907.9808 | 31526.1404 | 32156.6632 | 32799.7965 | 33455.7924 | 34124.9083 | 34807.4064 | 35503.5546 | 36213.6257 | 36937.8982 | 37676.6561 | 38430.1893 | 1236980.0548
Export - Base No Spill
Interconnected Island | 515608.7975 | 1393170.0665 | 0 | 0 | 0 | 0 | 0 | 17748.8564 | 75187.0616 | 81306.233 | 85742.0929 | 83810.0338 | 82890.0127 | 90413.962 | 86692.6744 | 83628.5101 | 80093.6647 | 74090.9286 | 63189.0669 | 46038.9396 | 39396.2462 | 32177.442 | 26265.0078 | 20585.6623 | 14961.6659 | 10500.2052 | 7056.7004 | 5683.8417 | 4718.5344 | 3767.9588 | 2740.1785 | 1660.6268 | 673.0147 | 34.0744 | 0.00066808 | 0.00068216 | 0.000696 | 0.00071092 | 0.00072578 | 0.00074105 | 0.00075606 | 0.00077223 | 4149.8089 | 26803.5405 | 25325.8895 | 23940.176 | 22720.0016 | 21441.5769 | 20029.9554 | 18573.3222 | 17144.2942 | 16260.9859 | 15148.8393 | 14010.9857 | 12863.0154 | 11991.6509 | 11213.9998 | 10498.8224 | 1393170.0665
Isolated Island | 0 | 0 | 0 | 0 | 0 | 0 | 0 | 0 | 0 | 0 | 0 | 0 | 0 | 0 | 0 | 0 | 0 | 0 | 0 | 0 | 0 | 0 | 0 | 0 | 0 | 0 | 0 | 0 | 0 | 0 | 0 | 0 | 0 | 0 | 0 | 0 | 0 | 0 | 0 | 0 | 0 | 0 | 0 | 0 | 0 | 0 | 0 | 0 | 0 | 0 | 0 | 0 | 0 | 0 | 0 | 0 | 0 | 0 | 0
Net | 515608.7975 | 1393170.0665 | 0 | 0 | 0 | 0 | 0 | 17748.8564 | 75187.0616 | 81306.233 | 85742.0929 | 83810.0338 | 82890.0127 | 90413.962 | 86692.6744 | 83628.5101 | 80093.6647 | 74090.9286 | 63189.0669 | 46038.9396 | 39396.2462 | 32177.442 | 26265.0078 | 20585.6623 | 14961.6659 | 10500.2052 | 7056.7004 | 5683.8417 | 4718.5344 | 3767.9588 | 2740.1785 | 1660.6268 | 673.0147 | 34.0744 | 0.00066808 | 0.00068216 | 0.000696 | 0.00071092 | 0.00072578 | 0.00074105 | 0.00075606 | 0.00077223 | 4149.8089 | 26803.5405 | 25325.8895 | 23940.176 | 22720.0016 | 21441.5769 | 20029.9554 | 18573.3222 | 17144.2942 | 16260.9859 | 15148.8393 | 14010.9857 | 12863.0154 | 11991.6509 | 11213.9998 | 10498.8224 | 1393170.0665
Export - Island Spill
Interconnected Island | 33120.5525 | 93442.0661 | 0 | 0 | 0 | 0 | 0 | 0 | 3997.4533 | 4425.8152 | 4709.7935 | 4699.4425 | 4558.3683 | 4527.3841 | 4513.8194 | 4569.6599 | 4610.971 | 4484.5092 | 4188.8862 | 3871.3642 | 3747.6794 | 3568.0907 | 3355.5948 | 3151.21 | 2969.5844 | 2783.7549 | 2589.0598 | 2436.0169 | 2246.4789 | 2039.5527 | 1782.1279 | 1535.9065 | 1353.7591 | 1192.8391 | 1025.2359 | 851.7323 | 753.6377 | 628.0715 | 525.1577 | 440.2965 | 351.5305 | 284.76 | 228.0412 | 155.5394 | 103.2335 | 77.2456 | 56.9115 | 36.6068 | 14.9441 | 0 | 0 | 0 | 0 | 0 | 0 | 0 | 0 | 0 | 93442.0661
Isolated Island | 0 | 0 | 0 | 0 | 0 | 0 | 0 | 0 | 0 | 0 | 0 | 0 | 0 | 0 | 0 | 0 | 0 | 0 | 0 | 0 | 0 | 0 | 0 | 0 | 0 | 0 | 0 | 0 | 0 | 0 | 0 | 0 | 0 | 0 | 0 | 0 | 0 | 0 | 0 | 0 | 0 | 0 | 0 | 0 | 0 | 0 | 0 | 0 | 0 | 0 | 0 | 0 | 0 | 0 | 0 | 0 | 0 | 0 | 0
Net | 33120.5525 | 93442.0661 | 0 | 0 | 0 | 0 | 0 | 0 | 3997.4533 | 4425.8152 | 4709.7935 | 4699.4425 | 4558.3683 | 4527.3841 | 4513.8194 | 4569.6599 | 4610.971 | 4484.5092 | 4188.8862 | 3871.3642 | 3747.6794 | 3568.0907 | 3355.5948 | 3151.21 | 2969.5844 | 2783.7549 | 2589.0598 | 2436.0169 | 2246.4789 | 2039.5527 | 1782.1279 | 1535.9065 | 1353.7591 | 1192.8391 | 1025.2359 | 851.7323 | 753.6377 | 628.0715 | 525.1577 | 440.2965 | 351.5305 | 284.76 | 228.0412 | 155.5394 | 103.2335 | 77.2456 | 56.9115 | 36.6068 | 14.9441 | 0 | 0 | 0 | 0 | 0 | 0 | 0 | 0 | 0 | 93442.0661
Export - Ponding
Interconnected Island | 100000.2532 | 279075.2 | 0 | 0 | 0 | 0 | 0 | 11044.8 | 11044.8 | 11044.8 | 11044.8 | 11044.8 | 11044.8 | 11044.8 | 11044.8 | 11544.8 | 11544.8 | 11544.8 | 11544.8 | 11544.8 | 12044.8 | 12044.8 | 12044.8 | 12044.8 | 12044.8 | 12044.8 | 12044.8 | 12044.8 | 12044.8 | 12044.8 | 12544.8 | 0 | 0 | 0 | 0 | 0 | 0 | 0 | 0 | 0 | 0 | 0 | 0 | 0 | 0 | 0 | 0 | 0 | 0 | 0 | 0 | 0 | 0 | 0 | 0 | 0 | 0 | 0 | 279075.2
Isolated Island | 0 | 0 | 0 | 0 | 0 | 0 | 0 | 0 | 0 | 0 | 0 | 0 | 0 | 0 | 0 | 0 | 0 | 0 | 0 | 0 | 0 | 0 | 0 | 0 | 0 | 0 | 0 | 0 | 0 | 0 | 0 | 0 | 0 | 0 | 0 | 0 | 0 | 0 | 0 | 0 | 0 | 0 | 0 | 0 | 0 | 0 | 0 | 0 | 0 | 0 | 0 | 0 | 0 | 0 | 0 | 0 | 0 | 0 | 0
Net | 100000.2532 | 279075.2 | 0 | 0 | 0 | 0 | 0 | 11044.8 | 11044.8 | 11044.8 | 11044.8 | 11044.8 | 11044.8 | 11044.8 | 11044.8 | 11544.8 | 11544.8 | 11544.8 | 11544.8 | 11544.8 | 12044.8 | 12044.8 | 12044.8 | 12044.8 | 12044.8 | 12044.8 | 12044.8 | 12044.8 | 12044.8 | 12044.8 | 12544.8 | 0 | 0 | 0 | 0 | 0 | 0 | 0 | 0 | 0 | 0 | 0 | 0 | 0 | 0 | 0 | 0 | 0 | 0 | 0 | 0 | 0 | 0 | 0 | 0 | 0 | 0 | 0 | 279075.2
Reserve Sharing
Interconnected Island | 97588.1421 | 1251124.2804 | 0 | 0 | 0 | 0 | 0 | 0 | 0 | 0 | 0 | 0 | 0 | 0 | 0 | 0 | 0 | 0 | 0 | 0 | 0 | 0 | 1231.9478 | 14581.7183 | 14256.844 | 13933.2948 | 14971.7681 | 29407.5532 | 28723.4028 | 28919.9024 | 37778.1459 | 36853.1485 | 35940.6754 | 35026.9399 | 34100.0653 | 33194.3504 | 32288.6741 | 31385.2871 | 30483.7254 | 29582.7849 | 28665.2357 | 27770.4931 | 26877.6084 | 25989.2394 | 25099.4279 | 24194.2311 | 23310.6768 | 24193.4715 | 42343.349 | 41164.7487 | 42545.422 | 68576.7151 | 60177.4155 | 58781.5155 | 56993.8309 | 52995.3705 | 70197.3942 | 68587.9069 | 1251124.2804
Isolated Island | 0 | 0 | 0 | 0 | 0 | 0 | 0 | 0 | 0 | 0 | 0 | 0 | 0 | 0 | 0 | 0 | 0 | 0 | 0 | 0 | 0 | 0 | 0 | 0 | 0 | 0 | 0 | 0 | 0 | 0 | 0 | 0 | 0 | 0 | 0 | 0 | 0 | 0 | 0 | 0 | 0 | 0 | 0 | 0 | 0 | 0 | 0 | 0 | 0 | 0 | 0 | 0 | 0 | 0 | 0 | 0 | 0 | 0 | 0
Net | 97588.1421 | 1251124.2804 | 0 | 0 | 0 | 0 | 0 | 0 | 0 | 0 | 0 | 0 | 0 | 0 | 0 | 0 | 0 | 0 | 0 | 0 | 0 | 0 | 1231.9478 | 14581.7183 | 14256.844 | 13933.2948 | 14971.7681 | 29407.5532 | 28723.4028 | 28919.9024 | 37778.1459 | 36853.1485 | 35940.6754 | 35026.9399 | 34100.0653 | 33194.3504 | 32288.6741 | 31385.2871 | 30483.7254 | 29582.7849 | 28665.2357 | 27770.4931 | 26877.6084 | 25989.2394 | 25099.4279 | 24194.2311 | 23310.6768 | 24193.4715 | 42343.349 | 41164.7487 | 42545.422 | 68576.7151 | 60177.4155 | 58781.5155 | 56993.8309 | 52995.3705 | 70197.3942 | 68587.9069 | 1251124.2804
Mob/Demob Costs
Interconnected Island | 0 | 0 | 0 | 0 | 0 | 0 | 0 | 0 | 0 | 0 | 0 | 0 | 0 | 0 | 0 | 0 | 0 | 0 | 0 | 0 | 0 | 0 | 0 | 0 | 0 | 0 | 0 | 0 | 0 | 0 | 0 | 0 | 0 | 0 | 0 | 0 | 0 | 0 | 0 | 0 | 0 | 0 | 0 | 0 | 0 | 0 | 0 | 0 | 0 | 0 | 0 | 0 | 0 | 0 | 0 | 0 | 0 | 0 | 0
Isolated Island | 0 | 0 | 0 | 0 | 0 | 0 | 0 | 0 | 0 | 0 | 0 | 0 | 0 | 0 | 0 | 0 | 0 | 0 | 0 | 0 | 0 | 0 | 0 | 0 | 0 | 0 | 0 | 0 | 0 | 0 | 0 | 0 | 0 | 0 | 0 | 0 | 0 | 0 | 0 | 0 | 0 | 0 | 0 | 0 | 0 | 0 | 0 | 0 | 0 | 0 | 0 | 0 | 0 | 0 | 0 | 0 | 0 | 0 | 0
Net | 0 | 0 | 0 | 0 | 0 | 0 | 0 | 0 | 0 | 0 | 0 | 0 | 0 | 0 | 0 | 0 | 0 | 0 | 0 | 0 | 0 | 0 | 0 | 0 | 0 | 0 | 0 | 0 | 0 | 0 | 0 | 0 | 0 | 0 | 0 | 0 | 0 | 0 | 0 | 0 | 0 | 0 | 0 | 0 | 0 | 0 | 0 | 0 | 0 | 0 | 0 | 0 | 0 | 0 | 0 | 0 | 0 | 0 | 0
Innu Payments | [58 empty] | 0
Interconnected Island | 58990.7046 | 303145.7907 | 0 | 0 | 0 | 0 | 0 | 0 | 5548.006 | 5658.9662 | 5772.1455 | 5887.5884 | 6005.3402 | 6094.9721 | 6094.9721 | 6094.9721 | 6094.9721 | 6094.9721 | 6094.9721 | 6094.9721 | 6094.9721 | 6094.9721 | 6094.9721 | 6094.9721 | 6094.9721 | 6094.9721 | 6094.9721 | 6094.9721 | 6094.9721 | 6094.9721 | 6094.9721 | 6094.9721 | 6094.9721 | 6094.9721 | 6094.9721 | 6094.9721 | 6094.9721 | 6094.9721 | 6094.9721 | 6094.9721 | 6094.9721 | 6094.9721 | 6094.9721 | 6094.9721 | 6094.9721 | 6094.9721 | 6094.9721 | 6094.9721 | 6094.9721 | 6094.9721 | 6094.9721 | 6094.9721 | 6094.9721 | 6094.9721 | 6094.9721 | 6094.9721 | 6094.9721 | 6094.9721 | 303145.7907
Isolated Island | 0 | 0 | 0 | 0 | 0 | 0 | 0 | 0 | 0 | 0 | 0 | 0 | 0 | 0 | 0 | 0 | 0 | 0 | 0 | 0 | 0 | 0 | 0 | 0 | 0 | 0 | 0 | 0 | 0 | 0 | 0 | 0 | 0 | 0 | 0 | 0 | 0 | 0 | 0 | 0 | 0 | 0 | 0 | 0 | 0 | 0 | 0 | 0 | 0 | 0 | 0 | 0 | 0 | 0 | 0 | 0 | 0 | 0 | 0
Net | 58990.7046 | 303145.7907 | 0 | 0 | 0 | 0 | 0 | 0 | 5548.006 | 5658.9662 | 5772.1455 | 5887.5884 | 6005.3402 | 6094.9721 | 6094.9721 | 6094.9721 | 6094.9721 | 6094.9721 | 6094.9721 | 6094.9721 | 6094.9721 | 6094.9721 | 6094.9721 | 6094.9721 | 6094.9721 | 6094.9721 | 6094.9721 | 6094.9721 | 6094.9721 | 6094.9721 | 6094.9721 | 6094.9721 | 6094.9721 | 6094.9721 | 6094.9721 | 6094.9721 | 6094.9721 | 6094.9721 | 6094.9721 | 6094.9721 | 6094.9721 | 6094.9721 | 6094.9721 | 6094.9721 | 6094.9721 | 6094.9721 | 6094.9721 | 6094.9721 | 6094.9721 | 6094.9721 | 6094.9721 | 6094.9721 | 6094.9721 | 6094.9721 | 6094.9721 | 6094.9721 | 6094.9721 | 6094.9721 | 303145.7907
Total
Interconnected Island | 16015875.988 | 94326518.1748
Isolated Island | 15248210.5062 | 103471821.6774
Net | 7039755.0939 | 61848209.3035 | 97265.7096 | 334067.3788 | 416479.7385 | 500748.1709 | 254266.2307 | 3781.8922 | 65014.203 | 48986.7696 | 51920.3915 | 84406.5636 | -71828.2946 | -318998.4221 | 130996.8095 | -219953.1581 | -116120.273 | 27863.0579 | 148494.143 | 282004.186 | 268765.5052 | 226763.0253 | 314572.3769 | 382341.641 | 426788.4447 | 362436.4467 | 622982.8062 | 552024.4962 | 569602.6787 | 587535.2066 | 551080.1242 | 658948.7686 | 638014.4823 | 734123.2718 | 645460.9281 | 705262.5819 | 804448.6399 | 741100.8213 | 885332.4549 | 1071917.5699 | 1016928.8954 | 1285602.7852 | 1210653.9402 | 1294643.8506 | 1405149.9053 | 1420505.969 | 1618638.8726 | 1563440.634 | 1635414.8831 | 1726828.4513 | 1574959.0513 | 1491475.3995 | 1671568.6871 | 1992346.4585 | 2001256.2017 | 1852485.2221 | 2200860.8822 | 2296805.8814 | 42728463.3382
Total
Interconnected Island | 16015875.988 | 94326518.1748
Isolated Island | 15248210.5062 | 103471821.6774
Net | 7039755.0939 | 61848209.3035
Discount Rate | 7%
1) Summary Net Value for Interconnected
CPW | 2.4123 | 27305197.2331
CPW induced income | 0.7237 | 8191559.1699
Income | 0.79518 | -2313936.2276
Income - ML | 0.17918 | 388324.7757
Dividends | 0.97764 | 17707881.4812
Treasury | 0.13888 | -273824.9392
Export Value | 0.74632 | 3016811.613
Innu royalties | 0.058991 | 303145.7907
Carbon | 0.627 | 4835438.7322
Carbon induced income | 0.1881 | 1450631.6197
Water power rentals | 0.19241 | 1236980.0548
Total Net Value for Interconnected | 7.0398 | 61848209.3035
2) Rolled up Summary Net Value for Interconnected
CPW | 2.4123 | 27305197.2331
Income | 1.8862 | 7716579.3377
Dividends | 0.97764 | 17707881.4812
Treasury | 0.13888 | -273824.9392
Export Value | 0.74632 | 3016811.613
Innu royalties | 0.058991 | 303145.7907
Carbon | 0.627 | 4835438.7322
Water power rentals | 0.19241 | 1236980.0548
Total Net Value for Interconnected | 7.0398 | 61848209.3035
3) Rolled up Summary Net Value for Interconnected
Consumers | 3.0393 | 32140635.9653
Economy (labour and business) | 1.8862 | 7716579.3377
Government | 2.0553 | 21687848.2098
Innu | 0.058991 | 303145.7907
Total Net Value for Interconnected | 7.0398 | 61848209.3035
Dividends | Isolated | Interconnected | 2012: Net
LCP | 0 | 19211637.5727 | 2012: 19211637.5727
Regulated | 4473137.8192 | 2969381.7277 | 2012: -1503756.0915
Innu royalties | 0 | 303145.7907 | 2012: 303145.7907
Total Dividends | 4473137.8192 | 22484165.0911 | 2012: 18011027.2719
Item | Isolated | Interconnected | 2012: Net
CPW | 74221796.2117 | 46916598.9786 | 2012: 27305197.2331
CPW induced | 22266538.8635 | 14074979.6936 | 2012: 8191559.1699
Income | 7744518.2286 | 5430582.001 | 2012: -2313936.2276
Income - ML | 0 | 388324.7757 | 2012: 388324.7757
Treasury | 1095016.4858 | 821191.5466 | 2012: -273824.9392
Dividends (including Innu) | 4473137.8192 | 22484165.0911 | 2012: 18011027.2719
Export sales | 0 | 3016811.613 | 2012: 3016811.613
Carbon | -4868604.5626 | -33165.8304 | 2012: 4835438.7322
Carbon induced income | -1460581.3688 | -9949.7491 | 2012: 1450631.6197
Water power rentals | 0 | 1236980.0548 | 2012: 1236980.0548
Total Dividends | 103471821.6774 | 94326518.1748 | 2012: 61848209.3035
| -89504848.4731 | -27656639.1696 | 2012: 61848209.3035
Costs | Isolated | Interconnected | 2012: Net
CPW | 74221796.2117 | 46916598.9786 | 2012: 27305197.2331
CPW Induced | 22266538.8635 | 14074979.6936 | 2012: 8191559.1699
Total Costs | 96488335.0753 | 60991578.6722 | 2012: 35496756.403
Benefits | Isolated | Interconnected | 2012: Net
Income | 7744518.2286 | 5430582.001 | 2012: -2313936.2276
Income - ML | 0 | 388324.7757 | 2012: 388324.7757
Treasury | 1095016.4858 | 821191.5466 | 2012: -273824.9392
Dividends (including Innu) | 4473137.8192 | 22484165.0911 | 2012: 18011027.2719
Export sales | 0 | 3016811.613 | 2012: 3016811.613
Carbon | -4868604.5626 | -33165.8304 | 2012: 4835438.7322
Carbon induced income | -1460581.3688 | -9949.7491 | 2012: 1450631.6197
Water power rentals | 0 | 1236980.0548 | 2012: 1236980.0548
Totals | 6983486.6021 | 33334939.5026 | 2012: 26351452.9005
Total |  |  | 2012: 61848209.3035

## Interconnected Breakdown
| MF | LIL | ML | Total LCP | Other Interconnected | Total Interconnected | Isolated Island | Net Benefits | Total Interconnected (hard coded) | Check
CPW | 3525958.6911 | 2188619.9104 |  | 5714578.6015 | 2651418.3096 | 8365996.9111 | 10778339.0696 | 2412342.1585 | 8365996.9111 | 0
CPW induced | 1057787.6073 | 656585.9731 |  | 1714373.5804 | 795425.4929 | 2509799.0733 | 3233501.7209 | 723702.6475 | 2509799.0733 | 0
Direct, Indirect and Induced Income - Capex | 968597.053 | 596043.0212 |  | 1564640.0742 | 110619.1293 | 1675259.2035 | 775469.9529 | 899789.2506 | 1675259.2035 | 0
Direct, Indirect and Induced NL Treasury - Capex | 149296.8898 | 90693.861 |  | 239990.7508 | 16640.2479 | 256630.9987 | 97901.6611 | 158729.3375 | 256630.9987 | 0
Direct, Indirect and Induced Income - Opex | 101151.4227 | 174065.3432 |  | 275216.766 | 197620.8031 | 472837.5691 | 577448.1528 | -104610.5838 | 472837.5691 | 0
Direct, Indirect and Induced NL Treasury - Opex | 14823.7302 | 25337.8382 |  | 40161.5684 | 31209.334 | 71370.9023 | 91216.6941 | -19845.7917 | 71370.9023 | 0
Direct, Indirect and Induced Income - ML Capex | 0 |  | 127507.0149 | 127507.0149 |  | 127507.0149 | 0 | 127507.0149 | 127507.0149 | 0
Direct, Indirect and Induced NL Treasury - ML Capex | 0 |  | 17145.5078 | 17145.5078 |  | 17145.5078 | 0 | 17145.5078 | 17145.5078 | 0
Direct, Indirect and Induced Income - ML Opex | 0 |  | 32114.4581 | 32114.4581 |  | 32114.4581 | 0 | 32114.4581 | 32114.4581 | 0
Direct, Indirect and Induced NL Treasury - ML Opex | 0 |  | 2414.6657 | 2414.6657 |  | 2414.6657 | 0 | 2414.6657 | 2414.6657 | 0
LCP Project Dividends (net of equity financing; LCP only) | 813765.0829 | 240390.9578 |  | 1054156.0406 |  | 1054156.0406 | 0 | 1054156.0406 | 1054156.0406 | 0
Regulated NLH Dividends (excluding LCP) |  |  |  | 0 | 435825.1717 | 435825.1717 | 512336.7608 | -76511.5891 | 435825.1717 | 0
Carbon Costs | 0 |  |  | 0 | -2232.0249 | -2232.0249 | -629233.4662 | 627001.4412 | -2232.0249 | 0
Carbon Costs Induced | 0 |  |  | 0 | -669.6075 | -669.6075 | -188770.0398 | 188100.4324 | -669.6075 | 0
Water Power Rentals | 192411.6536 |  |  | 192411.6536 |  | 192411.6536 | 0 | 192411.6536 | 192411.6536 | 0
Export - Base No Spill | 515608.7975 |  |  | 515608.7975 |  | 515608.7975 | 0 | 515608.7975 | 515608.7975 | 0
Export - Island Spill |  |  | 33120.5525 | 33120.5525 |  | 33120.5525 | 0 | 33120.5525 | 33120.5525 | 0
Export - Ponding |  |  | 100000.2532 | 100000.2532 |  | 100000.2532 | 0 | 100000.2532 | 100000.2532 | 0
Reserve Sharing |  |  | 97588.1421 | 97588.1421 |  | 97588.1421 | 0 | 97588.1421 | 97588.1421 | 0
Innu Payments | 58990.7046 |  |  | 58990.7046 |  | 58990.7046 | 0 | 58990.7046 | 58990.7046 | 0
Net Benefits | [7 empty] | 7039755.0939
CPW and CPW induced | 4583746.2984 | 2845205.8835 | 0 | 7428952.1819 | 3446843.8025 | 10875795.9844 | 14011840.7904 | 3136044.806
Other benefits | 2814645.3342 | 1126531.0214 | 409890.5943 | 4351066.95 | 789013.0536 | 5140080.0036 | 1236369.7157 | 3903710.2879
Total | [7 empty] | 7039755.0939

## Economic Impact Reconciliation
| PV | Total | 2012 | 2013 | 2014 | 2015 | 2016 | 2017 | 2018 | 2019 | 2020 | 2021 | 2022 | 2023 | 2024 | 2025 | 2026 | 2027 | 2028 | 2029 | 2030 | 2031 | 2032 | 2033 | 2034 | 2035 | 2036 | 2037 | 2038 | 2039 | 2040 | 2041 | 2042 | 2043 | 2044 | 2045 | 2046 | 2047 | 2048 | 2049 | 2050 | 2051 | 2052 | 2053 | 2054 | 2055 | 2056 | 2057 | 2058 | 2059 | 2060 | 2061 | 2062 | 2063 | 2064 | 2065 | 2066 | 2067
SCI Figures (2012$)
Direct
MF | 532.3466 | 625.7579 | 41.5243 | 133.8366 | 139.3081 | 171.9782 | 97.3325 | 33.9968 | 7.7814 | 0 | 0 | 0 | 0 | 0 | 0 | 0 | 0 | 0 | 0 | 0 | 0 | 0 | 0 | 0 | 0 | 0 | 0 | 0 | 0 | 0 | 0 | 0 | 0 | 0 | 0 | 0 | 0 | 0 | 0 | 0 | 0 | 0 | 0 | 0 | 0 | 0 | 0 | 0 | 0 | 0 | 0 | 0 | 0 | 0 | 0 | 0 | 0 | 0
LIL | 304.3762 | 368.3331 | 6.6014 | 33.3862 | 94.6318 | 122.7756 | 93.2524 | 16.5008 | 1.1849 | 0 | 0 | 0 | 0 | 0 | 0 | 0 | 0 | 0 | 0 | 0 | 0 | 0 | 0 | 0 | 0 | 0 | 0 | 0 | 0 | 0 | 0 | 0 | 0 | 0 | 0 | 0 | 0 | 0 | 0 | 0 | 0 | 0 | 0 | 0 | 0 | 0 | 0 | 0 | 0 | 0 | 0 | 0 | 0 | 0 | 0 | 0 | 0 | 0
ML | 58.1386 | 69.7698 | 3.888 | 6.8665 | 16.471 | 19.0553 | 22.9369 | 0.55206 | 0 | 0 | 0 | 0 | 0 | 0 | 0 | 0 | 0 | 0 | 0 | 0 | 0 | 0 | 0 | 0 | 0 | 0 | 0 | 0 | 0 | 0 | 0 | 0 | 0 | 0 | 0 | 0 | 0 | 0 | 0 | 0 | 0 | 0 | 0 | 0 | 0 | 0 | 0 | 0 | 0 | 0 | 0 | 0 | 0 | 0 | 0 | 0 | 0 | 0
Total Direct | 894.8614 | 1063.8608 | 52.0137 | 174.0894 | 250.4108 | 313.8091 | 213.5219 | 51.0496 | 8.9663 | 0 | 0 | 0 | 0 | 0 | 0 | 0 | 0 | 0 | 0 | 0 | 0 | 0 | 0 | 0 | 0 | 0 | 0 | 0 | 0 | 0 | 0 | 0 | 0 | 0 | 0 | 0 | 0 | 0 | 0 | 0 | 0 | 0 | 0 | 0 | 0 | 0 | 0 | 0 | 0 | 0 | 0 | 0 | 0 | 0 | 0 | 0 | 0 | 0
Indirect
MF | 172.3947 | 202.645 | 13.4472 | 43.3416 | 45.1134 | 55.6933 | 31.5201 | 11.0095 | 2.5199 | 0 | 0 | 0 | 0 | 0 | 0 | 0 | 0 | 0 | 0 | 0 | 0 | 0 | 0 | 0 | 0 | 0 | 0 | 0 | 0 | 0 | 0 | 0 | 0 | 0 | 0 | 0 | 0 | 0 | 0 | 0 | 0 | 0 | 0 | 0 | 0 | 0 | 0 | 0 | 0 | 0 | 0 | 0 | 0 | 0 | 0 | 0 | 0 | 0
LIL | 125.0511 | 151.3274 | 2.7121 | 13.7165 | 38.8789 | 50.4416 | 38.3122 | 6.7793 | 0.48681 | 0 | 0 | 0 | 0 | 0 | 0 | 0 | 0 | 0 | 0 | 0 | 0 | 0 | 0 | 0 | 0 | 0 | 0 | 0 | 0 | 0 | 0 | 0 | 0 | 0 | 0 | 0 | 0 | 0 | 0 | 0 | 0 | 0 | 0 | 0 | 0 | 0 | 0 | 0 | 0 | 0 | 0 | 0 | 0 | 0 | 0 | 0 | 0 | 0
ML | 33.9922 | 40.7927 | 2.2732 | 4.0147 | 9.6302 | 11.1412 | 13.4106 | 0.32277 | 0 | 0 | 0 | 0 | 0 | 0 | 0 | 0 | 0 | 0 | 0 | 0 | 0 | 0 | 0 | 0 | 0 | 0 | 0 | 0 | 0 | 0 | 0 | 0 | 0 | 0 | 0 | 0 | 0 | 0 | 0 | 0 | 0 | 0 | 0 | 0 | 0 | 0 | 0 | 0 | 0 | 0 | 0 | 0 | 0 | 0 | 0 | 0 | 0 | 0
Total Indirect | 331.438 | 394.765 | 18.4326 | 61.0728 | 93.6225 | 117.2761 | 83.2429 | 18.1115 | 3.0067 | 0 | 0 | 0 | 0 | 0 | 0 | 0 | 0 | 0 | 0 | 0 | 0 | 0 | 0 | 0 | 0 | 0 | 0 | 0 | 0 | 0 | 0 | 0 | 0 | 0 | 0 | 0 | 0 | 0 | 0 | 0 | 0 | 0 | 0 | 0 | 0 | 0 | 0 | 0 | 0 | 0 | 0 | 0 | 0 | 0 | 0 | 0 | 0 | 0
Induced
MF | 211.4224 | 248.5209 | 16.4915 | 53.1535 | 55.3264 | 68.3014 | 38.6558 | 13.5019 | 3.0904 | 0 | 0 | 0 | 0 | 0 | 0 | 0 | 0 | 0 | 0 | 0 | 0 | 0 | 0 | 0 | 0 | 0 | 0 | 0 | 0 | 0 | 0 | 0 | 0 | 0 | 0 | 0 | 0 | 0 | 0 | 0 | 0 | 0 | 0 | 0 | 0 | 0 | 0 | 0 | 0 | 0 | 0 | 0 | 0 | 0 | 0 | 0 | 0 | 0
LIL | 128.8282 | 155.8981 | 2.794 | 14.1308 | 40.0532 | 51.9652 | 39.4694 | 6.984 | 0.50152 | 0 | 0 | 0 | 0 | 0 | 0 | 0 | 0 | 0 | 0 | 0 | 0 | 0 | 0 | 0 | 0 | 0 | 0 | 0 | 0 | 0 | 0 | 0 | 0 | 0 | 0 | 0 | 0 | 0 | 0 | 0 | 0 | 0 | 0 | 0 | 0 | 0 | 0 | 0 | 0 | 0 | 0 | 0 | 0 | 0 | 0 | 0 | 0 | 0
ML | 27.6392 | 33.1687 | 1.8484 | 3.2644 | 7.8303 | 9.059 | 10.9043 | 0.26245 | 0 | 0 | 0 | 0 | 0 | 0 | 0 | 0 | 0 | 0 | 0 | 0 | 0 | 0 | 0 | 0 | 0 | 0 | 0 | 0 | 0 | 0 | 0 | 0 | 0 | 0 | 0 | 0 | 0 | 0 | 0 | 0 | 0 | 0 | 0 | 0 | 0 | 0 | 0 | 0 | 0 | 0 | 0 | 0 | 0 | 0 | 0 | 0 | 0 | 0
Total Induced | 367.8898 | 437.5878 | 21.1339 | 70.5486 | 103.21 | 129.3256 | 89.0294 | 20.7484 | 3.5919 | 0 | 0 | 0 | 0 | 0 | 0 | 0 | 0 | 0 | 0 | 0 | 0 | 0 | 0 | 0 | 0 | 0 | 0 | 0 | 0 | 0 | 0 | 0 | 0 | 0 | 0 | 0 | 0 | 0 | 0 | 0 | 0 | 0 | 0 | 0 | 0 | 0 | 0 | 0 | 0 | 0 | 0 | 0 | 0 | 0 | 0 | 0 | 0 | 0
Total SCI
MF | 916.1638 | 1076.9238 | 71.463 | 230.3317 | 239.7479 | 295.9729 | 167.5084 | 58.5081 | 13.3918 | 0 | 0 | 0 | 0 | 0 | 0 | 0 | 0 | 0 | 0 | 0 | 0 | 0 | 0 | 0 | 0 | 0 | 0 | 0 | 0 | 0 | 0 | 0 | 0 | 0 | 0 | 0 | 0 | 0 | 0 | 0 | 0 | 0 | 0 | 0 | 0 | 0 | 0 | 0 | 0 | 0 | 0 | 0 | 0 | 0 | 0 | 0 | 0 | 0
LIL | 558.2554 | 675.5586 | 12.1075 | 61.2335 | 173.5639 | 225.1824 | 171.034 | 30.2641 | 2.1732 | 0 | 0 | 0 | 0 | 0 | 0 | 0 | 0 | 0 | 0 | 0 | 0 | 0 | 0 | 0 | 0 | 0 | 0 | 0 | 0 | 0 | 0 | 0 | 0 | 0 | 0 | 0 | 0 | 0 | 0 | 0 | 0 | 0 | 0 | 0 | 0 | 0 | 0 | 0 | 0 | 0 | 0 | 0 | 0 | 0 | 0 | 0 | 0 | 0
ML | 119.77 | 143.7312 | 8.0096 | 14.1456 | 33.9314 | 39.2555 | 47.2518 | 1.1373 | 0 | 0 | 0 | 0 | 0 | 0 | 0 | 0 | 0 | 0 | 0 | 0 | 0 | 0 | 0 | 0 | 0 | 0 | 0 | 0 | 0 | 0 | 0 | 0 | 0 | 0 | 0 | 0 | 0 | 0 | 0 | 0 | 0 | 0 | 0 | 0 | 0 | 0 | 0 | 0 | 0 | 0 | 0 | 0 | 0 | 0 | 0 | 0 | 0 | 0
Total SCI | 1594.1892 | 1896.2136 | 91.5802 | 305.7108 | 447.2432 | 560.4107 | 385.7942 | 89.9095 | 15.565 | 0 | 0 | 0 | 0 | 0 | 0 | 0 | 0 | 0 | 0 | 0 | 0 | 0 | 0 | 0 | 0 | 0 | 0 | 0 | 0 | 0 | 0 | 0 | 0 | 0 | 0 | 0 | 0 | 0 | 0 | 0 | 0 | 0 | 0 | 0 | 0 | 0 | 0 | 0 | 0 | 0 | 0 | 0 | 0 | 0 | 0 | 0 | 0 | 0
SCI Figures (nominal$)
Direct
MF | 562.8136 | 663.289 | 41.8835 | 137.1384 | 146.189 | 185.1833 | 106.3093 | 37.8762 | 8.7092 | 0 | 0 | 0 | 0 | 0 | 0 | 0 | 0 | 0 | 0 | 0 | 0 | 0 | 0 | 0 | 0 | 0 | 0 | 0 | 0 | 0 | 0 | 0 | 0 | 0 | 0 | 0 | 0 | 0 | 0 | 0 | 0 | 0 | 0 | 0 | 0 | 0 | 0 | 0 | 0 | 0 | 0 | 0 | 0 | 0 | 0 | 0 | 0 | 0
LIL | 324.979 | 393.9399 | 6.6585 | 34.2098 | 99.306 | 132.2028 | 101.8529 | 18.3838 | 1.3262 | 0 | 0 | 0 | 0 | 0 | 0 | 0 | 0 | 0 | 0 | 0 | 0 | 0 | 0 | 0 | 0 | 0 | 0 | 0 | 0 | 0 | 0 | 0 | 0 | 0 | 0 | 0 | 0 | 0 | 0 | 0 | 0 | 0 | 0 | 0 | 0 | 0 | 0 | 0 | 0 | 0 | 0 | 0 | 0 | 0 | 0 | 0 | 0 | 0
ML | 61.8943 | 74.428 | 3.9217 | 7.0359 | 17.2845 | 20.5185 | 25.0524 | 0.61506 | 0 | 0 | 0 | 0 | 0 | 0 | 0 | 0 | 0 | 0 | 0 | 0 | 0 | 0 | 0 | 0 | 0 | 0 | 0 | 0 | 0 | 0 | 0 | 0 | 0 | 0 | 0 | 0 | 0 | 0 | 0 | 0 | 0 | 0 | 0 | 0 | 0 | 0 | 0 | 0 | 0 | 0 | 0 | 0 | 0 | 0 | 0 | 0 | 0 | 0
Total Direct | 949.6868 | 1131.6569 | 52.4636 | 178.3842 | 262.7795 | 337.9046 | 233.2146 | 56.8751 | 10.0353 | 0 | 0 | 0 | 0 | 0 | 0 | 0 | 0 | 0 | 0 | 0 | 0 | 0 | 0 | 0 | 0 | 0 | 0 | 0 | 0 | 0 | 0 | 0 | 0 | 0 | 0 | 0 | 0 | 0 | 0 | 0 | 0 | 0 | 0 | 0 | 0 | 0 | 0 | 0 | 0 | 0 | 0 | 0 | 0 | 0 | 0 | 0 | 0 | 0
Indirect
MF | 182.2611 | 214.799 | 13.5635 | 44.4108 | 47.3417 | 59.9696 | 34.4271 | 12.2658 | 2.8204 | 0 | 0 | 0 | 0 | 0 | 0 | 0 | 0 | 0 | 0 | 0 | 0 | 0 | 0 | 0 | 0 | 0 | 0 | 0 | 0 | 0 | 0 | 0 | 0 | 0 | 0 | 0 | 0 | 0 | 0 | 0 | 0 | 0 | 0 | 0 | 0 | 0 | 0 | 0 | 0 | 0 | 0 | 0 | 0 | 0 | 0 | 0 | 0 | 0
LIL | 133.5157 | 161.8479 | 2.7356 | 14.0549 | 40.7993 | 54.3147 | 41.8457 | 7.5529 | 0.54485 | 0 | 0 | 0 | 0 | 0 | 0 | 0 | 0 | 0 | 0 | 0 | 0 | 0 | 0 | 0 | 0 | 0 | 0 | 0 | 0 | 0 | 0 | 0 | 0 | 0 | 0 | 0 | 0 | 0 | 0 | 0 | 0 | 0 | 0 | 0 | 0 | 0 | 0 | 0 | 0 | 0 | 0 | 0 | 0 | 0 | 0 | 0 | 0 | 0
ML | 36.188 | 43.5162 | 2.2929 | 4.1137 | 10.1058 | 11.9966 | 14.6475 | 0.35961 | 0 | 0 | 0 | 0 | 0 | 0 | 0 | 0 | 0 | 0 | 0 | 0 | 0 | 0 | 0 | 0 | 0 | 0 | 0 | 0 | 0 | 0 | 0 | 0 | 0 | 0 | 0 | 0 | 0 | 0 | 0 | 0 | 0 | 0 | 0 | 0 | 0 | 0 | 0 | 0 | 0 | 0 | 0 | 0 | 0 | 0 | 0 | 0 | 0 | 0
Total Indirect | 351.9648 | 420.163 | 18.592 | 62.5794 | 98.2468 | 126.281 | 90.9203 | 20.1783 | 3.3652 | 0 | 0 | 0 | 0 | 0 | 0 | 0 | 0 | 0 | 0 | 0 | 0 | 0 | 0 | 0 | 0 | 0 | 0 | 0 | 0 | 0 | 0 | 0 | 0 | 0 | 0 | 0 | 0 | 0 | 0 | 0 | 0 | 0 | 0 | 0 | 0 | 0 | 0 | 0 | 0 | 0 | 0 | 0 | 0 | 0 | 0 | 0 | 0 | 0
Induced
MF | 223.5224 | 263.4264 | 16.6341 | 54.4648 | 58.0592 | 73.5459 | 42.2209 | 15.0426 | 3.4589 | 0 | 0 | 0 | 0 | 0 | 0 | 0 | 0 | 0 | 0 | 0 | 0 | 0 | 0 | 0 | 0 | 0 | 0 | 0 | 0 | 0 | 0 | 0 | 0 | 0 | 0 | 0 | 0 | 0 | 0 | 0 | 0 | 0 | 0 | 0 | 0 | 0 | 0 | 0 | 0 | 0 | 0 | 0 | 0 | 0 | 0 | 0 | 0 | 0
LIL | 137.5484 | 166.7363 | 2.8182 | 14.4794 | 42.0316 | 55.9552 | 43.1096 | 7.781 | 0.56131 | 0 | 0 | 0 | 0 | 0 | 0 | 0 | 0 | 0 | 0 | 0 | 0 | 0 | 0 | 0 | 0 | 0 | 0 | 0 | 0 | 0 | 0 | 0 | 0 | 0 | 0 | 0 | 0 | 0 | 0 | 0 | 0 | 0 | 0 | 0 | 0 | 0 | 0 | 0 | 0 | 0 | 0 | 0 | 0 | 0 | 0 | 0 | 0 | 0
ML | 29.4247 | 35.3832 | 1.8644 | 3.3449 | 8.2171 | 9.7545 | 11.9099 | 0.2924 | 0 | 0 | 0 | 0 | 0 | 0 | 0 | 0 | 0 | 0 | 0 | 0 | 0 | 0 | 0 | 0 | 0 | 0 | 0 | 0 | 0 | 0 | 0 | 0 | 0 | 0 | 0 | 0 | 0 | 0 | 0 | 0 | 0 | 0 | 0 | 0 | 0 | 0 | 0 | 0 | 0 | 0 | 0 | 0 | 0 | 0 | 0 | 0 | 0 | 0
Total Induced | 390.4955 | 465.546 | 21.3167 | 72.2891 | 108.3079 | 139.2557 | 97.2405 | 23.116 | 4.0202 | 0 | 0 | 0 | 0 | 0 | 0 | 0 | 0 | 0 | 0 | 0 | 0 | 0 | 0 | 0 | 0 | 0 | 0 | 0 | 0 | 0 | 0 | 0 | 0 | 0 | 0 | 0 | 0 | 0 | 0 | 0 | 0 | 0 | 0 | 0 | 0 | 0 | 0 | 0 | 0 | 0 | 0 | 0 | 0 | 0 | 0 | 0 | 0 | 0
Total SCI
MF | 968.5971 | 1141.5144 | 72.0812 | 236.014 | 251.5899 | 318.6989 | 182.9574 | 65.1846 | 14.9884 | 0 | 0 | 0 | 0 | 0 | 0 | 0 | 0 | 0 | 0 | 0 | 0 | 0 | 0 | 0 | 0 | 0 | 0 | 0 | 0 | 0 | 0 | 0 | 0 | 0 | 0 | 0 | 0 | 0 | 0 | 0 | 0 | 0 | 0 | 0 | 0 | 0 | 0 | 0 | 0 | 0 | 0 | 0 | 0 | 0 | 0 | 0 | 0 | 0
LIL | 596.043 | 722.5241 | 12.2123 | 62.7442 | 182.1368 | 242.4727 | 186.8081 | 33.7177 | 2.4323 | 0 | 0 | 0 | 0 | 0 | 0 | 0 | 0 | 0 | 0 | 0 | 0 | 0 | 0 | 0 | 0 | 0 | 0 | 0 | 0 | 0 | 0 | 0 | 0 | 0 | 0 | 0 | 0 | 0 | 0 | 0 | 0 | 0 | 0 | 0 | 0 | 0 | 0 | 0 | 0 | 0 | 0 | 0 | 0 | 0 | 0 | 0 | 0 | 0
ML | 127.507 | 153.3274 | 8.0789 | 14.4946 | 35.6074 | 42.2696 | 51.6098 | 1.2671 | 0 | 0 | 0 | 0 | 0 | 0 | 0 | 0 | 0 | 0 | 0 | 0 | 0 | 0 | 0 | 0 | 0 | 0 | 0 | 0 | 0 | 0 | 0 | 0 | 0 | 0 | 0 | 0 | 0 | 0 | 0 | 0 | 0 | 0 | 0 | 0 | 0 | 0 | 0 | 0 | 0 | 0 | 0 | 0 | 0 | 0 | 0 | 0 | 0 | 0
Total SCI | 1692.1471 | 2017.3659 | 92.3723 | 313.2527 | 469.3342 | 603.4412 | 421.3753 | 100.1694 | 17.4207 | 0 | 0 | 0 | 0 | 0 | 0 | 0 | 0 | 0 | 0 | 0 | 0 | 0 | 0 | 0 | 0 | 0 | 0 | 0 | 0 | 0 | 0 | 0 | 0 | 0 | 0 | 0 | 0 | 0 | 0 | 0 | 0 | 0 | 0 | 0 | 0 | 0 | 0 | 0 | 0 | 0 | 0 | 0 | 0 | 0 | 0 | 0 | 0 | 0
Summary | Units | Amount
Benefits as reported in public material | 2012$ | 1896.2136
Benefits used in net benefits analysis (step 1) | Nominal$ | 2017.3659
Benefits used in net benefits analysis (step 2) | NPV | 1692.1471
Notes
The income impacts reported in our economic modelling show income to NL labour and business of $1.9 billion in 2012$
This method of reporting economic impacts (i.e. in 2012$) has always been used and is comparable to DG2 figures
For the net benefits analysis, where all figures are discounted to 2012, the income benefits had to be reported on a consistent basis
This involved 2 steps:
1) escalate the income benefits using the escalation factors for LCP, which generated the $2,017 figure
2) discount the escalated values to 2012$ to make them equivalent to the CPW, which is the $1,692 figure
These are the totals in the net benefits analysis
Escalated based on the LCP annual escalation rate
These are the totals quoted in the economic impact backgrounders

## Capex and Opex Cost Summary
| Isolated | Infeed
Capex
Nominal | 13086905.9109 | 9017342.1258
NPV | 2842975.2963 | 5408788.3614
Opex
Nominal | 5128183.4717 | 3617334.7454
NPV | 752447.7839 | 648301.0241
Totals
Nominal | 18215089.3826 | 12634676.8712
NPV | 3595423.0802 | 6057089.3855
Total Income (PV)
Total Income - Capex | 775469.9529 | 1675259.2035
Total Income - Opex | 577448.1528 | 472837.5691
Total Treasury - Capex | 97901.6611 | 256630.9987
Total Treasury - Opex | 91216.6941 | 71370.9023
Income as a % of PV
Total Income - Capex | 27.28% | 30.97%
Total Income - Opex | 76.74% | 72.93%
Total Treasury - Capex | 3.444% | 4.745%
Total Treasury - Opex | 12.12% | 11.01%

## DG3InfeedCPW
NEWFOUNDLAND AND LABRADOR HYDRO
Cumulative Present Worth Analysis - PLF12 Iteration #1 2012Aug1 - Interconnected Island Alternative
| Discount | 7%
| RORB | 7%
| Insurance | 0.03%
| Operating cost escalator | 2.5%
| Capital cost sensitivity | 0%
2012
[9 empty] | CPW ($000) |  | 2012 | 2013 | 2014 | 2015 | 2016 | 2017 | 2018 | 2019 | 2020 | 2021 | 2022 | 2023 | 2024 | 2025 | 2026 | 2027 | 2028 | 2029 | 2030 | 2031 | 2032 | 2033 | 2034 | 2035 | 2036 | 2037 | 2038 | 2039 | 2040 | 2041 | 2042 | 2043 | 2044 | 2045 | 2046 | 2047 | 2048 | 2049 | 2050 | 2051 | 2052 | 2053 | 2054 | 2055 | 2056 | 2057 | 2058 | 2059 | 2060 | 2061 | 2062 | 2063 | 2064 | 2065 | 2066 | 2067
| FIXED CHARGES | [7 empty] | 319400.0949 |  | 0 | 0 | 0 | 750.8929 | 8886.6833 | 8657.7013 | 8428.7193 | 8199.7373 | 7970.7552 | 7741.7732 | 7973.6864 | 12774.3405 | 12471.1215 | 12167.9025 | 11864.6835 | 11927.2065 | 15615.2389 | 15253.1094 | 14890.9799 | 14528.8504 | 15519.7323 | 29832.8971 | 29087.0802 | 28341.2632 | 28869.6151 | 42156.8234 | 43506.5709 | 43709.685 | 58571.4018 | 69352.6172 | 67819.5934 | 70361.8306 | 84995.8728 | 82700.0794 | 80404.286 | 78400.4529 | 79290.7501 | 78715.5572 | 95524.6588 | 92642.8077 | 90091.6052 | 90818.0414 | 89887.7225 | 108674.1565 | 105127.694 | 103711.055 | 123232.1227 | 119317.3441 | 123392.4413 | 205746.0423 | 195178.6999 | 194119.6492 | 187879.2167 | 178969.3939 | 196850.1756 | 191617.471
| Depreciation | [7 empty] | 128601.0643 |  | 0 | 0 | 0 | 272.5976 | 3271.1718 | 3271.1718 | 3271.1718 | 3271.1718 | 3271.1718 | 3271.1718 | 3359.5491 | 4331.7 | 4331.7 | 4331.7 | 4331.7 | 4401.8316 | 5173.2787 | 5173.2787 | 5173.2787 | 5173.2787 | 5630.0495 | 10654.528 | 10654.528 | 10654.528 | 11117.0911 | 16248.9354 | 16729.0769 | 17227.9362 | 22954.3708 | 25583.1788 | 25632.6121 | 26728.1009 | 32797.0487 | 32797.0487 | 32797.0487 | 32853.0325 | 33468.8545 | 34110.5584 | 41169.3018 | 41169.3018 | 41232.7041 | 41930.1303 | 42657.9319 | 50663.7499 | 50663.7499 | 51102.2214 | 55925.4083 | 55925.4083 | 58497.7397 | 86330.8221 | 81323.946 | 82218.4539 | 81719.5946 | 76680.6377 | 81614.0849 | 81706.1796
| Ending NBV | [9 empty] | 0 | 0 | 0 | 81506.6968 | 78235.525 | 74964.3532 | 71693.1815 | 68422.0097 | 65150.8379 | 61879.6661 | 122151.8103 | 117820.1103 | 113488.4103 | 109156.7103 | 104825.0103 | 150917.9034 | 145744.6246 | 140571.3459 | 135398.0671 | 130224.7884 | 277807.7433 | 267153.2153 | 256498.6874 | 245844.1594 | 373496.0234 | 388674.5316 | 371945.4547 | 504375.3032 | 634894.9906 | 609311.8118 | 619271.171 | 758059.8281 | 725262.7795 | 692465.7308 | 659668.6821 | 667124.0005 | 633655.146 | 792055.769 | 750886.4673 | 709717.1655 | 714134.1709 | 672204.0406 | 847886.5998 | 797222.8499 | 746559.1 | 982628.83 | 926703.4217 | 870778.0134 | 1738319.5827 | 1651988.7606 | 1629214.4228 | 1546995.9689 | 1465276.3743 | 1676618.3553 | 1595004.2703 | 1579606.2514
| Average NBV | [9 empty] | 0 | 0 | 0 | 6803.583 | 79871.1109 | 76599.9391 | 73328.7674 | 70057.5956 | 66786.4238 | 63515.252 | 65543.039 | 119985.9603 | 115654.2603 | 111322.5603 | 106990.8603 | 106864.1319 | 148331.264 | 143157.9852 | 137984.7065 | 132811.4278 | 140386.8673 | 272480.4793 | 261825.9514 | 251171.4234 | 252061.7016 | 368010.5152 | 380309.9931 | 376031.6125 | 505922.0969 | 622103.4012 | 599484.1603 | 619953.0566 | 741661.3038 | 708864.2551 | 676067.2065 | 646626.8544 | 650389.5733 | 632936.5796 | 771471.1182 | 730301.8164 | 692934.0153 | 693169.1057 | 669403.6913 | 822554.7249 | 771890.975 | 745331.6459 | 954666.1258 | 898740.7175 | 919878.0712 | 1695154.1716 | 1616243.1928 | 1588105.1958 | 1506136.1716 | 1451377.9749 | 1635811.3128 | 1559719.0707
| RORB | [7 empty] | 189649.1116 |  | 0 | 0 | 0 | 476.2508 | 5590.9778 | 5361.9957 | 5133.0137 | 4904.0317 | 4675.0497 | 4446.0676 | 4588.0127 | 8399.0172 | 8095.7982 | 7792.5792 | 7489.3602 | 7480.4892 | 10383.1885 | 10021.059 | 9658.9295 | 9296.7999 | 9827.0807 | 19073.6336 | 18327.8166 | 17581.9996 | 17644.3191 | 25760.7361 | 26621.6995 | 26322.2129 | 35414.5468 | 43547.2381 | 41963.8912 | 43396.714 | 51916.2913 | 49620.4979 | 47324.7045 | 45263.8798 | 45527.2701 | 44305.5606 | 54002.9783 | 51121.1271 | 48505.3811 | 48521.8374 | 46858.2584 | 57578.8307 | 54032.3682 | 52173.2152 | 66826.6288 | 62911.8502 | 64391.465 | 118660.792 | 113137.0235 | 111167.3637 | 105429.532 | 101596.4582 | 114506.7919 | 109180.3349
| Insurance | [7 empty] | 1149.919 |  | 0 | 0 | 0 | 2.0445 | 24.5338 | 24.5338 | 24.5338 | 24.5338 | 24.5338 | 24.5338 | 26.1246 | 43.6233 | 43.6233 | 43.6233 | 43.6233 | 44.8857 | 58.7717 | 58.7717 | 58.7717 | 58.7717 | 62.602 | 104.7356 | 104.7356 | 104.7356 | 108.2048 | 147.152 | 155.7945 | 159.536 | 202.4842 | 222.2003 | 223.0901 | 237.0158 | 282.5329 | 282.5329 | 282.5329 | 283.5406 | 294.6254 | 299.4382 | 352.3788 | 352.3788 | 353.52 | 366.0737 | 371.5322 | 431.5758 | 431.5758 | 435.6183 | 480.0856 | 480.0856 | 503.2366 | 754.4281 | 717.7304 | 733.8316 | 730.0901 | 692.2979 | 729.2988 | 730.9565
| Total Fixed charges | [7 empty] | 319400.0949 |  | 0 | 0 | 0 | 750.8929 | 8886.6833 | 8657.7013 | 8428.7193 | 8199.7373 | 7970.7552 | 7741.7732 | 7973.6864 | 12774.3405 | 12471.1215 | 12167.9025 | 11864.6835 | 11927.2065 | 15615.2389 | 15253.1094 | 14890.9799 | 14528.8504 | 15519.7323 | 29832.8971 | 29087.0802 | 28341.2632 | 28869.6151 | 42156.8234 | 43506.5709 | 43709.685 | 58571.4018 | 69352.6172 | 67819.5934 | 70361.8306 | 84995.8728 | 82700.0794 | 80404.286 | 78400.4529 | 79290.7501 | 78715.5572 | 95524.6588 | 92642.8077 | 90091.6052 | 90818.0414 | 89887.7225 | 108674.1565 | 105127.694 | 103711.055 | 123232.1227 | 119317.3441 | 123392.4413 | 205746.0423 | 195178.6999 | 194119.6492 | 187879.2167 | 178969.3939 | 196850.1756 | 191617.471
In Service
[7 empty] | Year | $000
| Mid-year escalation factors ---> | [9 empty] | 0.5 | 1.5 | 2.5 | 3.5 | 4.5 | 5.5 | 6.5 | 7.5 | 8.5 | 9.5 | 10.5 | 11.5 | 12.5 | 13.5 | 14.5 | 15.5 | 16.5 | 17.5 | 18.5 | 19.5 | 20.5 | 21.5 | 22.5 | 23.5 | 24.5 | 25.5 | 26.5 | 27.5 | 28.5 | 29.5 | 30.5 | 31.5 | 32.5 | 33.5 | 34.5 | 35.5 | 36.5 | 37.5 | 38.5 | 39.5 | 40.5 | 41.5 | 42.5 | 43.5 | 44.5 | 45.5 | 46.5 | 47.5 | 48.5 | 49.5 | 50.5 | 51.5 | 52.5 | 53.5 | 54.5 | 55.5
1 | 50MW CT |  |  |  |  | NewGT | 2015 | 81779.2945 | 66292.0787 |  | 0 | 0 | 0 | 750.8929 | 8886.6833 | 8657.7013 | 8428.7193 | 8199.7373 | 7970.7552 | 7741.7732 | 7512.7912 | 7283.8092 | 7054.8271 | 6825.8451 | 6596.8631 | 6367.8811 | 6138.899 | 5909.917 | 5680.935 | 5451.953 | 5222.9709 | 4993.9889 | 4765.0069 | 4536.0249 | 4307.0428 | 4078.0608 | 3849.0788 | 3620.0968 | 3126.0135 | 0 | 0 | 0 | 0 | 0 | 0 | 0 | 0 | 0 | 0 | 0 | 0 | 0 | 0 | 0 | 0 | 0 | 0 | 0 | 0 | 0 | 0 | 0 | 0 | 0 | 0 | 0
| Jan 2012 $ | 72099.644
| Annual Cap Ex % | 0.0105 | 0.2674 | 0.7221 | 0 | 0
| Esc | 2.55%
| Constn Start | 2013 | 4
| Constn End | 2015 | 12
| Cum Esc Factor | [9 empty] | 1.0127 | 1.0385 | 1.065 | 1.0921 | 1.12 | 1.1485 | 1.1778 | 1.2079 | 1.2387 | 1.2702 | 1.3026 | 1.3359 | 1.3699 | 1.4049 | 1.4407 | 1.4774 | 1.5151 | 1.5537 | 1.5933 | 1.634 | 1.6756 | 1.7184 | 1.7622 | 1.8071 | 1.8532 | 1.9005 | 1.9489 | 1.9986 | 2.0496 | 2.1019 | 2.1554 | 2.2104 | 2.2668 | 2.3246 | 2.3839 | 2.4446 | 2.507 | 2.5709 | 2.6365 | 2.7037 | 2.7726 | 2.8433 | 2.9159 | 2.9902 | 3.0665 | 3.1447 | 3.2248 | 3.3071 | 3.3914 | 3.4779 | 3.5666 | 3.6575 | 3.7508 | 3.8464 | 3.9445 | 4.0451
Asset In-Svc:
| Opening balance | [9 empty] | 0 | 0 | 804.6134 | 22028.6451 | 0 | 0 | 0 | 0 | 0 | 0 | 0 | 0 | 0 | 0 | 0 | 0 | 0 | 0 | 0 | 0 | 0 | 0 | 0 | 0 | 0 | 0 | 0 | 0 | 0 | 0 | 0 | 0 | 0 | 0 | 0 | 0 | 0 | 0 | 0 | 0 | 0 | 0 | 0 | 0 | 0 | 0 | 0 | 0 | 0 | 0 | 0 | 0 | 0 | 0 | 0 | 0
CT | Cap Ex | [9 empty] | 0 | 786.1871 | 20532.1149 | 56859.7953 | 0 | 0 | 0 | 0 | 0 | 0 | 0 | 0 | 0 | 0 | 0 | 0 | 0 | 0 | 0 | 0 | 0 | 0 | 0 | 0 | 0 | 0 | 0 | 0 | 0 | 0 | 0 | 0 | 0 | 0 | 0 | 0 | 0 | 0 | 0 | 0 | 0 | 0 | 0 | 0 | 0 | 0 | 0 | 0 | 0 | 0 | 0 | 0 | 0 | 0 | 0 | 0 | 78178.0973
| AFUDC | 6.25% | [8 empty] | 0 | 18.4263 | 691.9169 | 2890.854 | 0 | 0 | 0 | 0 | 0 | 0 | 0 | 0 | 0 | 0 | 0 | 0 | 0 | 0 | 0 | 0 | 0 | 0 | 0 | 0 | 0 | 0 | 0 | 0 | 0 | 0 | 0 | 0 | 0 | 0 | 0 | 0 | 0 | 0 | 0 | 0 | 0 | 0 | 0 | 0 | 0 | 0 | 0 | 0 | 0 | 0 | 0 | 0 | 0 | 0 | 0 | 0
| Ending balance | [9 empty] | 0 | 804.6134 | 22028.6451 | 81779.2945 | 0 | 0 | 0 | 0 | 0 | 0 | 0 | 0 | 0 | 0 | 0 | 0 | 0 | 0 | 0 | 0 | 0 | 0 | 0 | 0 | 0 | 0 | 0 | 0 | 0 | 0 | 0 | 0 | 0 | 0 | 0 | 0 | 0 | 0 | 0 | 0 | 0 | 0 | 0 | 0 | 0 | 0 | 0 | 0 | 0 | 0 | 0 | 0 | 0 | 0 | 0 | 0
| In-Svc / Svc LIfe / Ins Rate |  |  | 81779.2945 | 25 | 0.03%
Return on Rate Base:
| Beginning NBV | [9 empty] | 0 | 0 | 0 | 81779.2945 | 81506.6968 | 78235.525 | 74964.3532 | 71693.1815 | 68422.0097 | 65150.8379 | 61879.6661 | 58608.4944 | 55337.3226 | 52066.1508 | 48794.979 | 45523.8072 | 42252.6355 | 38981.4637 | 35710.2919 | 32439.1201 | 29167.9484 | 25896.7766 | 22625.6048 | 19354.433 | 16083.2612 | 12812.0895 | 9540.9177 | 6269.7459 | 2998.5741 | 0 | 0 | 0 | 0 | 0 | 0 | 0 | 0 | 0 | 0 | 0 | 0 | 0 | 0 | 0 | 0 | 0 | 0 | 0 | 0 | 0 | 0 | 0 | 0 | 0 | 0 | 0
| Depreciation | [9 empty] | 0 | 0 | 0 | 272.5976 | 3271.1718 | 3271.1718 | 3271.1718 | 3271.1718 | 3271.1718 | 3271.1718 | 3271.1718 | 3271.1718 | 3271.1718 | 3271.1718 | 3271.1718 | 3271.1718 | 3271.1718 | 3271.1718 | 3271.1718 | 3271.1718 | 3271.1718 | 3271.1718 | 3271.1718 | 3271.1718 | 3271.1718 | 3271.1718 | 3271.1718 | 3271.1718 | 2998.5741 | 0 | 0 | 0 | 0 | 0 | 0 | 0 | 0 | 0 | 0 | 0 | 0 | 0 | 0 | 0 | 0 | 0 | 0 | 0 | 0 | 0 | 0 | 0 | 0 | 0 | 0 | 0
| Ending NBV | [8 empty] | 0 | 0 | 0 | 0 | 81506.6968 | 78235.525 | 74964.3532 | 71693.1815 | 68422.0097 | 65150.8379 | 61879.6661 | 58608.4944 | 55337.3226 | 52066.1508 | 48794.979 | 45523.8072 | 42252.6355 | 38981.4637 | 35710.2919 | 32439.1201 | 29167.9484 | 25896.7766 | 22625.6048 | 19354.433 | 16083.2612 | 12812.0895 | 9540.9177 | 6269.7459 | 2998.5741 | 0 | 0 | 0 | 0 | 0 | 0 | 0 | 0 | 0 | 0 | 0 | 0 | 0 | 0 | 0 | 0 | 0 | 0 | 0 | 0 | 0 | 0 | 0 | 0 | 0 | 0 | 0 | 0
| Average NBV | [9 empty] | 0 | 0 | 0 | 6803.583 | 79871.1109 | 76599.9391 | 73328.7674 | 70057.5956 | 66786.4238 | 63515.252 | 60244.0802 | 56972.9085 | 53701.7367 | 50430.5649 | 47159.3931 | 43888.2214 | 40617.0496 | 37345.8778 | 34074.706 | 30803.5342 | 27532.3625 | 24261.1907 | 20990.0189 | 17718.8471 | 14447.6754 | 11176.5036 | 7905.3318 | 4634.16 | 1499.2871 | 0 | 0 | 0 | 0 | 0 | 0 | 0 | 0 | 0 | 0 | 0 | 0 | 0 | 0 | 0 | 0 | 0 | 0 | 0 | 0 | 0 | 0 | 0 | 0 | 0 | 0 | 0
| RORB | [9 empty] | 0 | 0 | 0 | 476.2508 | 5590.9778 | 5361.9957 | 5133.0137 | 4904.0317 | 4675.0497 | 4446.0676 | 4217.0856 | 3988.1036 | 3759.1216 | 3530.1395 | 3301.1575 | 3072.1755 | 2843.1935 | 2614.2114 | 2385.2294 | 2156.2474 | 1927.2654 | 1698.2833 | 1469.3013 | 1240.3193 | 1011.3373 | 782.3553 | 553.3732 | 324.3912 | 104.9501 | 0 | 0 | 0 | 0 | 0 | 0 | 0 | 0 | 0 | 0 | 0 | 0 | 0 | 0 | 0 | 0 | 0 | 0 | 0 | 0 | 0 | 0 | 0 | 0 | 0 | 0 | 0
| Insurable Value | [9 empty] | 0 | 0 | 0 | 6814.9412 | 81779.2945 | 81779.2945 | 81779.2945 | 81779.2945 | 81779.2945 | 81779.2945 | 81779.2945 | 81779.2945 | 81779.2945 | 81779.2945 | 81779.2945 | 81779.2945 | 81779.2945 | 81779.2945 | 81779.2945 | 81779.2945 | 81779.2945 | 81779.2945 | 81779.2945 | 81779.2945 | 81779.2945 | 81779.2945 | 81779.2945 | 81779.2945 | 74964.3532 | 0 | 0 | 0 | 0 | 0 | 0 | 0 | 0 | 0 | 0 | 0 | 0 | 0 | 0 | 0 | 0 | 0 | 0 | 0 | 0 | 0 | 0 | 0 | 0 | 0 | 0 | 0
| Insurance | [9 empty] | 0 | 0 | 0 | 2.0445 | 24.5338 | 24.5338 | 24.5338 | 24.5338 | 24.5338 | 24.5338 | 24.5338 | 24.5338 | 24.5338 | 24.5338 | 24.5338 | 24.5338 | 24.5338 | 24.5338 | 24.5338 | 24.5338 | 24.5338 | 24.5338 | 24.5338 | 24.5338 | 24.5338 | 24.5338 | 24.5338 | 24.5338 | 22.4893 | 0 | 0 | 0 | 0 | 0 | 0 | 0 | 0 | 0 | 0 | 0 | 0 | 0 | 0 | 0 | 0 | 0 | 0 | 0 | 0 | 0 | 0 | 0 | 0 | 0 | 0 | 0
| Fixed charges | [9 empty] | 0 | 0 | 0 | 750.8929 | 8886.6833 | 8657.7013 | 8428.7193 | 8199.7373 | 7970.7552 | 7741.7732 | 7512.7912 | 7283.8092 | 7054.8271 | 6825.8451 | 6596.8631 | 6367.8811 | 6138.899 | 5909.917 | 5680.935 | 5451.953 | 5222.9709 | 4993.9889 | 4765.0069 | 4536.0249 | 4307.0428 | 4078.0608 | 3849.0788 | 3620.0968 | 3126.0135 | 0 | 0 | 0 | 0 | 0 | 0 | 0 | 0 | 0 | 0 | 0 | 0 | 0 | 0 | 0 | 0 | 0 | 0 | 0 | 0 | 0 | 0 | 0 | 0 | 0 | 0 | 0
2 | Holyrood CP2 |  |  |  |  | HRD | 2022 | 63631.6933 | 32028.8998 |  | 0 | 0 | 0 | 0 | 0 | 0 | 0 | 0 | 0 | 0 | 460.8953 | 5490.5314 | 5416.2944 | 5342.0574 | 5267.8204 | 5193.5835 | 5119.3465 | 5045.1095 | 4970.8725 | 4896.6356 | 4822.3986 | 4748.1616 | 4673.9246 | 4599.6877 | 4525.4507 | 4451.2137 | 4376.9767 | 4302.7398 | 4228.5028 | 4154.2658 | 4080.0288 | 4005.7918 | 3931.5549 | 3857.3179 | 3783.0809 | 3708.8439 | 3634.607 | 3560.37 | 3486.133 | 3411.896 | 3337.6591 | 3263.4221 | 3189.1851 | 3114.9481 | 3040.7112 | 2966.4742 | 2892.2372 | 2818.0002 | 2743.7633 | 2669.5263 | 2595.2893 | 2521.0523 | 2446.8154 | 2372.5784 | 2298.3414 | 2224.1044
| Jan 2012 $ | 51291.1558
| Annual Cap Ex % | 0.274 | 0.0753 | 0.1959 | 0.1548 | 0.3
| Esc | 2.52%
| Constn Start | 2018 | 1
| Constn End | 2022 | 12
| Cum Esc Factor | [9 empty] | 1.0125 | 1.038 | 1.0642 | 1.091 | 1.1185 | 1.1467 | 1.1756 | 1.2052 | 1.2356 | 1.2667 | 1.2986 | 1.3314 | 1.3649 | 1.3993 | 1.4346 | 1.4707 | 1.5078 | 1.5458 | 1.5847 | 1.6247 | 1.6656 | 1.7076 | 1.7506 | 1.7947 | 1.84 | 1.8863 | 1.9339 | 1.9826 | 2.0326 | 2.0838 | 2.1363 | 2.1901 | 2.2453 | 2.3019 | 2.3599 | 2.4194 | 2.4804 | 2.5429 | 2.6069 | 2.6726 | 2.74 | 2.809 | 2.8798 | 2.9524 | 3.0268 | 3.1031 | 3.1813 | 3.2614 | 3.3436 | 3.4279 | 3.5143 | 3.6028 | 3.6936 | 3.7867 | 3.8821 | 3.9799
Asset In-Svc:
| Opening balance | [9 empty] | 0 | 0 | 0 | 0 | 0 | 0 | 0 | 16521.4794 | 21176.2892 | 33591.3828 | 43649.0004 | 0 | 0 | 0 | 0 | 0 | 0 | 0 | 0 | 0 | 0 | 0 | 0 | 0 | 0 | 0 | 0 | 0 | 0 | 0 | 0 | 0 | 0 | 0 | 0 | 0 | 0 | 0 | 0 | 0 | 0 | 0 | 0 | 0 | 0 | 0 | 0 | 0 | 0 | 0 | 0 | 0 | 0 | 0 | 0 | 0
HRD | Cap Ex | [9 empty] | 0 | 0 | 0 | 0 | 0 | 0 | 16521.4794 | 4654.8098 | 12415.0937 | 10057.6176 | 19982.6929 | 0 | 0 | 0 | 0 | 0 | 0 | 0 | 0 | 0 | 0 | 0 | 0 | 0 | 0 | 0 | 0 | 0 | 0 | 0 | 0 | 0 | 0 | 0 | 0 | 0 | 0 | 0 | 0 | 0 | 0 | 0 | 0 | 0 | 0 | 0 | 0 | 0 | 0 | 0 | 0 | 0 | 0 | 0 | 0 | 0 | 63631.6933
| AFUDC | 0% | [8 empty] | 0 | 0 | 0 | 0 | 0 | 0 | 0 | 0 | 0 | 0 | 0 | 0 | 0 | 0 | 0 | 0 | 0 | 0 | 0 | 0 | 0 | 0 | 0 | 0 | 0 | 0 | 0 | 0 | 0 | 0 | 0 | 0 | 0 | 0 | 0 | 0 | 0 | 0 | 0 | 0 | 0 | 0 | 0 | 0 | 0 | 0 | 0 | 0 | 0 | 0 | 0 | 0 | 0 | 0 | 0 | 0
| Ending balance | [9 empty] | 0 | 0 | 0 | 0 | 0 | 0 | 16521.4794 | 21176.2892 | 33591.3828 | 43649.0004 | 63631.6933 | 0 | 0 | 0 | 0 | 0 | 0 | 0 | 0 | 0 | 0 | 0 | 0 | 0 | 0 | 0 | 0 | 0 | 0 | 0 | 0 | 0 | 0 | 0 | 0 | 0 | 0 | 0 | 0 | 0 | 0 | 0 | 0 | 0 | 0 | 0 | 0 | 0 | 0 | 0 | 0 | 0 | 0 | 0 | 0 | 0
| In-Svc / Svc LIfe / Ins Rate |  |  | 63631.6933 | 60 | 0.03%
Return on Rate Base:
| Beginning NBV | [9 empty] | 0 | 0 | 0 | 0 | 0 | 0 | 0 | 0 | 0 | 0 | 63631.6933 | 63543.316 | 62482.7877 | 61422.2595 | 60361.7313 | 59301.2031 | 58240.6748 | 57180.1466 | 56119.6184 | 55059.0902 | 53998.562 | 52938.0337 | 51877.5055 | 50816.9773 | 49756.4491 | 48695.9208 | 47635.3926 | 46574.8644 | 45514.3362 | 44453.808 | 43393.2797 | 42332.7515 | 41272.2233 | 40211.6951 | 39151.1669 | 38090.6386 | 37030.1104 | 35969.5822 | 34909.054 | 33848.5257 | 32787.9975 | 31727.4693 | 30666.9411 | 29606.4129 | 28545.8846 | 27485.3564 | 26424.8282 | 25364.3 | 24303.7717 | 23243.2435 | 22182.7153 | 21122.1871 | 20061.6589 | 19001.1306 | 17940.6024 | 16880.0742
| Depreciation | [9 empty] | 0 | 0 | 0 | 0 | 0 | 0 | 0 | 0 | 0 | 0 | 88.3774 | 1060.5282 | 1060.5282 | 1060.5282 | 1060.5282 | 1060.5282 | 1060.5282 | 1060.5282 | 1060.5282 | 1060.5282 | 1060.5282 | 1060.5282 | 1060.5282 | 1060.5282 | 1060.5282 | 1060.5282 | 1060.5282 | 1060.5282 | 1060.5282 | 1060.5282 | 1060.5282 | 1060.5282 | 1060.5282 | 1060.5282 | 1060.5282 | 1060.5282 | 1060.5282 | 1060.5282 | 1060.5282 | 1060.5282 | 1060.5282 | 1060.5282 | 1060.5282 | 1060.5282 | 1060.5282 | 1060.5282 | 1060.5282 | 1060.5282 | 1060.5282 | 1060.5282 | 1060.5282 | 1060.5282 | 1060.5282 | 1060.5282 | 1060.5282 | 1060.5282
| Ending NBV | [8 empty] | 0 | 0 | 0 | 0 | 0 | 0 | 0 | 0 | 0 | 0 | 0 | 63543.316 | 62482.7877 | 61422.2595 | 60361.7313 | 59301.2031 | 58240.6748 | 57180.1466 | 56119.6184 | 55059.0902 | 53998.562 | 52938.0337 | 51877.5055 | 50816.9773 | 49756.4491 | 48695.9208 | 47635.3926 | 46574.8644 | 45514.3362 | 44453.808 | 43393.2797 | 42332.7515 | 41272.2233 | 40211.6951 | 39151.1669 | 38090.6386 | 37030.1104 | 35969.5822 | 34909.054 | 33848.5257 | 32787.9975 | 31727.4693 | 30666.9411 | 29606.4129 | 28545.8846 | 27485.3564 | 26424.8282 | 25364.3 | 24303.7717 | 23243.2435 | 22182.7153 | 21122.1871 | 20061.6589 | 19001.1306 | 17940.6024 | 16880.0742 | 15819.546
| Average NBV | [9 empty] | 0 | 0 | 0 | 0 | 0 | 0 | 0 | 0 | 0 | 0 | 5298.9587 | 63013.0518 | 61952.5236 | 60891.9954 | 59831.4672 | 58770.939 | 57710.4107 | 56649.8825 | 55589.3543 | 54528.8261 | 53468.2978 | 52407.7696 | 51347.2414 | 50286.7132 | 49226.185 | 48165.6567 | 47105.1285 | 46044.6003 | 44984.0721 | 43923.5439 | 42863.0156 | 41802.4874 | 40741.9592 | 39681.431 | 38620.9027 | 37560.3745 | 36499.8463 | 35439.3181 | 34378.7899 | 33318.2616 | 32257.7334 | 31197.2052 | 30136.677 | 29076.1487 | 28015.6205 | 26955.0923 | 25894.5641 | 24834.0359 | 23773.5076 | 22712.9794 | 21652.4512 | 20591.923 | 19531.3948 | 18470.8665 | 17410.3383 | 16349.8101
| RORB | [9 empty] | 0 | 0 | 0 | 0 | 0 | 0 | 0 | 0 | 0 | 0 | 370.9271 | 4410.9136 | 4336.6767 | 4262.4397 | 4188.2027 | 4113.9657 | 4039.7288 | 3965.4918 | 3891.2548 | 3817.0178 | 3742.7808 | 3668.5439 | 3594.3069 | 3520.0699 | 3445.8329 | 3371.596 | 3297.359 | 3223.122 | 3148.885 | 3074.6481 | 3000.4111 | 2926.1741 | 2851.9371 | 2777.7002 | 2703.4632 | 2629.2262 | 2554.9892 | 2480.7523 | 2406.5153 | 2332.2783 | 2258.0413 | 2183.8044 | 2109.5674 | 2035.3304 | 1961.0934 | 1886.8565 | 1812.6195 | 1738.3825 | 1664.1455 | 1589.9086 | 1515.6716 | 1441.4346 | 1367.1976 | 1292.9607 | 1218.7237 | 1144.4867
| Insurable Value | [9 empty] | 0 | 0 | 0 | 0 | 0 | 0 | 0 | 0 | 0 | 0 | 5302.6411 | 63631.6933 | 63631.6933 | 63631.6933 | 63631.6933 | 63631.6933 | 63631.6933 | 63631.6933 | 63631.6933 | 63631.6933 | 63631.6933 | 63631.6933 | 63631.6933 | 63631.6933 | 63631.6933 | 63631.6933 | 63631.6933 | 63631.6933 | 63631.6933 | 63631.6933 | 63631.6933 | 63631.6933 | 63631.6933 | 63631.6933 | 63631.6933 | 63631.6933 | 63631.6933 | 63631.6933 | 63631.6933 | 63631.6933 | 63631.6933 | 63631.6933 | 63631.6933 | 63631.6933 | 63631.6933 | 63631.6933 | 63631.6933 | 63631.6933 | 63631.6933 | 63631.6933 | 63631.6933 | 63631.6933 | 63631.6933 | 63631.6933 | 63631.6933 | 63631.6933
| Insurance | [9 empty] | 0 | 0 | 0 | 0 | 0 | 0 | 0 | 0 | 0 | 0 | 1.5908 | 19.0895 | 19.0895 | 19.0895 | 19.0895 | 19.0895 | 19.0895 | 19.0895 | 19.0895 | 19.0895 | 19.0895 | 19.0895 | 19.0895 | 19.0895 | 19.0895 | 19.0895 | 19.0895 | 19.0895 | 19.0895 | 19.0895 | 19.0895 | 19.0895 | 19.0895 | 19.0895 | 19.0895 | 19.0895 | 19.0895 | 19.0895 | 19.0895 | 19.0895 | 19.0895 | 19.0895 | 19.0895 | 19.0895 | 19.0895 | 19.0895 | 19.0895 | 19.0895 | 19.0895 | 19.0895 | 19.0895 | 19.0895 | 19.0895 | 19.0895 | 19.0895 | 19.0895
| Fixed charges | [9 empty] | 0 | 0 | 0 | 0 | 0 | 0 | 0 | 0 | 0 | 0 | 460.8953 | 5490.5314 | 5416.2944 | 5342.0574 | 5267.8204 | 5193.5835 | 5119.3465 | 5045.1095 | 4970.8725 | 4896.6356 | 4822.3986 | 4748.1616 | 4673.9246 | 4599.6877 | 4525.4507 | 4451.2137 | 4376.9767 | 4302.7398 | 4228.5028 | 4154.2658 | 4080.0288 | 4005.7918 | 3931.5549 | 3857.3179 | 3783.0809 | 3708.8439 | 3634.607 | 3560.37 | 3486.133 | 3411.896 | 3337.6591 | 3263.4221 | 3189.1851 | 3114.9481 | 3040.7112 | 2966.4742 | 2892.2372 | 2818.0002 | 2743.7633 | 2669.5263 | 2595.2893 | 2521.0523 | 2446.8154 | 2372.5784 | 2298.3414 | 2224.1044
3 | Holyrood CP3 |  |  |  |  | HRD | 2027 | 50494.7246 | 17933.925 |  | 0 | 0 | 0 | 0 | 0 | 0 | 0 | 0 | 0 | 0 | 0 | 0 | 0 | 0 | 0 | 365.7419 | 4356.9934 | 4298.0829 | 4239.1724 | 4180.2619 | 4121.3514 | 4062.4409 | 4003.5303 | 3944.6198 | 3885.7093 | 3826.7988 | 3767.8883 | 3708.9778 | 3650.0673 | 3591.1568 | 3532.2462 | 3473.3357 | 3414.4252 | 3355.5147 | 3296.6042 | 3237.6937 | 3178.7832 | 3119.8727 | 3060.9622 | 3002.0516 | 2943.1411 | 2884.2306 | 2825.3201 | 2766.4096 | 2707.4991 | 2648.5886 | 2589.6781 | 2530.7675 | 2471.857 | 2412.9465 | 2354.036 | 2295.1255 | 2236.215 | 2177.3045 | 2118.394 | 2059.4834
| Jan 2012 $ | 36065.9335
| Annual Cap Ex % | 0.0974 | 0.2995 | 0.248 | 0.2127 | 0.1424
| Esc | 2.52%
| Constn Start | 2023 | 1
| Constn End | 2027 | 12
| Cum Esc Factor | [9 empty] | 1.0125 | 1.038 | 1.0642 | 1.091 | 1.1185 | 1.1467 | 1.1756 | 1.2052 | 1.2356 | 1.2667 | 1.2986 | 1.3314 | 1.3649 | 1.3993 | 1.4346 | 1.4707 | 1.5078 | 1.5458 | 1.5847 | 1.6247 | 1.6656 | 1.7076 | 1.7506 | 1.7947 | 1.84 | 1.8863 | 1.9339 | 1.9826 | 2.0326 | 2.0838 | 2.1363 | 2.1901 | 2.2453 | 2.3019 | 2.3599 | 2.4194 | 2.4804 | 2.5429 | 2.6069 | 2.6726 | 2.74 | 2.809 | 2.8798 | 2.9524 | 3.0268 | 3.1031 | 3.1813 | 3.2614 | 3.3436 | 3.4279 | 3.5143 | 3.6028 | 3.6936 | 3.7867 | 3.8821 | 3.9799
Asset In-Svc:
| Opening balance | [9 empty] | 0 | 0 | 0 | 0 | 0 | 0 | 0 | 0 | 0 | 0 | 0 | 0 | 4676.8668 | 19420.3967 | 31936.3785 | 42941.3604 | 0 | 0 | 0 | 0 | 0 | 0 | 0 | 0 | 0 | 0 | 0 | 0 | 0 | 0 | 0 | 0 | 0 | 0 | 0 | 0 | 0 | 0 | 0 | 0 | 0 | 0 | 0 | 0 | 0 | 0 | 0 | 0 | 0 | 0 | 0 | 0 | 0 | 0 | 0 | 0
HRD | Cap Ex | [9 empty] | 0 | 0 | 0 | 0 | 0 | 0 | 0 | 0 | 0 | 0 | 0 | 4676.8668 | 14743.5298 | 12515.9818 | 11004.9819 | 7553.3642 | 0 | 0 | 0 | 0 | 0 | 0 | 0 | 0 | 0 | 0 | 0 | 0 | 0 | 0 | 0 | 0 | 0 | 0 | 0 | 0 | 0 | 0 | 0 | 0 | 0 | 0 | 0 | 0 | 0 | 0 | 0 | 0 | 0 | 0 | 0 | 0 | 0 | 0 | 0 | 0 | 50494.7246
| AFUDC | 0% | [8 empty] | 0 | 0 | 0 | 0 | 0 | 0 | 0 | 0 | 0 | 0 | 0 | 0 | 0 | 0 | 0 | 0 | 0 | 0 | 0 | 0 | 0 | 0 | 0 | 0 | 0 | 0 | 0 | 0 | 0 | 0 | 0 | 0 | 0 | 0 | 0 | 0 | 0 | 0 | 0 | 0 | 0 | 0 | 0 | 0 | 0 | 0 | 0 | 0 | 0 | 0 | 0 | 0 | 0 | 0 | 0 | 0
| Ending balance | [9 empty] | 0 | 0 | 0 | 0 | 0 | 0 | 0 | 0 | 0 | 0 | 0 | 4676.8668 | 19420.3967 | 31936.3785 | 42941.3604 | 50494.7246 | 0 | 0 | 0 | 0 | 0 | 0 | 0 | 0 | 0 | 0 | 0 | 0 | 0 | 0 | 0 | 0 | 0 | 0 | 0 | 0 | 0 | 0 | 0 | 0 | 0 | 0 | 0 | 0 | 0 | 0 | 0 | 0 | 0 | 0 | 0 | 0 | 0 | 0 | 0 | 0
| In-Svc / Svc LIfe / Ins Rate |  |  | 50494.7246 | 60 | 0.03%
Return on Rate Base:
| Beginning NBV | [9 empty] | 0 | 0 | 0 | 0 | 0 | 0 | 0 | 0 | 0 | 0 | 0 | 0 | 0 | 0 | 0 | 50494.7246 | 50424.593 | 49583.0143 | 48741.4356 | 47899.8568 | 47058.2781 | 46216.6993 | 45375.1206 | 44533.5418 | 43691.9631 | 42850.3844 | 42008.8056 | 41167.2269 | 40325.6481 | 39484.0694 | 38642.4906 | 37800.9119 | 36959.3331 | 36117.7544 | 35276.1757 | 34434.5969 | 33593.0182 | 32751.4394 | 31909.8607 | 31068.2819 | 30226.7032 | 29385.1245 | 28543.5457 | 27701.967 | 26860.3882 | 26018.8095 | 25177.2307 | 24335.652 | 23494.0733 | 22652.4945 | 21810.9158 | 20969.337 | 20127.7583 | 19286.1795 | 18444.6008 | 17603.022
| Depreciation | [9 empty] | 0 | 0 | 0 | 0 | 0 | 0 | 0 | 0 | 0 | 0 | 0 | 0 | 0 | 0 | 0 | 70.1316 | 841.5787 | 841.5787 | 841.5787 | 841.5787 | 841.5787 | 841.5787 | 841.5787 | 841.5787 | 841.5787 | 841.5787 | 841.5787 | 841.5787 | 841.5787 | 841.5787 | 841.5787 | 841.5787 | 841.5787 | 841.5787 | 841.5787 | 841.5787 | 841.5787 | 841.5787 | 841.5787 | 841.5787 | 841.5787 | 841.5787 | 841.5787 | 841.5787 | 841.5787 | 841.5787 | 841.5787 | 841.5787 | 841.5787 | 841.5787 | 841.5787 | 841.5787 | 841.5787 | 841.5787 | 841.5787 | 841.5787
| Ending NBV | [8 empty] | 0 | 0 | 0 | 0 | 0 | 0 | 0 | 0 | 0 | 0 | 0 | 0 | 0 | 0 | 0 | 0 | 50424.593 | 49583.0143 | 48741.4356 | 47899.8568 | 47058.2781 | 46216.6993 | 45375.1206 | 44533.5418 | 43691.9631 | 42850.3844 | 42008.8056 | 41167.2269 | 40325.6481 | 39484.0694 | 38642.4906 | 37800.9119 | 36959.3331 | 36117.7544 | 35276.1757 | 34434.5969 | 33593.0182 | 32751.4394 | 31909.8607 | 31068.2819 | 30226.7032 | 29385.1245 | 28543.5457 | 27701.967 | 26860.3882 | 26018.8095 | 25177.2307 | 24335.652 | 23494.0733 | 22652.4945 | 21810.9158 | 20969.337 | 20127.7583 | 19286.1795 | 18444.6008 | 17603.022 | 16761.4433
| Average NBV | [9 empty] | 0 | 0 | 0 | 0 | 0 | 0 | 0 | 0 | 0 | 0 | 0 | 0 | 0 | 0 | 0 | 4204.9716 | 50003.8037 | 49162.2249 | 48320.6462 | 47479.0674 | 46637.4887 | 45795.91 | 44954.3312 | 44112.7525 | 43271.1737 | 42429.595 | 41588.0162 | 40746.4375 | 39904.8587 | 39063.28 | 38221.7013 | 37380.1225 | 36538.5438 | 35696.965 | 34855.3863 | 34013.8075 | 33172.2288 | 32330.6501 | 31489.0713 | 30647.4926 | 29805.9138 | 28964.3351 | 28122.7563 | 27281.1776 | 26439.5989 | 25598.0201 | 24756.4414 | 23914.8626 | 23073.2839 | 22231.7051 | 21390.1264 | 20548.5477 | 19706.9689 | 18865.3902 | 18023.8114 | 17182.2327
| RORB | [9 empty] | 0 | 0 | 0 | 0 | 0 | 0 | 0 | 0 | 0 | 0 | 0 | 0 | 0 | 0 | 0 | 294.348 | 3500.2663 | 3441.3557 | 3382.4452 | 3323.5347 | 3264.6242 | 3205.7137 | 3146.8032 | 3087.8927 | 3028.9822 | 2970.0716 | 2911.1611 | 2852.2506 | 2793.3401 | 2734.4296 | 2675.5191 | 2616.6086 | 2557.6981 | 2498.7876 | 2439.877 | 2380.9665 | 2322.056 | 2263.1455 | 2204.235 | 2145.3245 | 2086.414 | 2027.5035 | 1968.5929 | 1909.6824 | 1850.7719 | 1791.8614 | 1732.9509 | 1674.0404 | 1615.1299 | 1556.2194 | 1497.3088 | 1438.3983 | 1379.4878 | 1320.5773 | 1261.6668 | 1202.7563
| Insurable Value | [9 empty] | 0 | 0 | 0 | 0 | 0 | 0 | 0 | 0 | 0 | 0 | 0 | 0 | 0 | 0 | 0 | 4207.8937 | 50494.7246 | 50494.7246 | 50494.7246 | 50494.7246 | 50494.7246 | 50494.7246 | 50494.7246 | 50494.7246 | 50494.7246 | 50494.7246 | 50494.7246 | 50494.7246 | 50494.7246 | 50494.7246 | 50494.7246 | 50494.7246 | 50494.7246 | 50494.7246 | 50494.7246 | 50494.7246 | 50494.7246 | 50494.7246 | 50494.7246 | 50494.7246 | 50494.7246 | 50494.7246 | 50494.7246 | 50494.7246 | 50494.7246 | 50494.7246 | 50494.7246 | 50494.7246 | 50494.7246 | 50494.7246 | 50494.7246 | 50494.7246 | 50494.7246 | 50494.7246 | 50494.7246 | 50494.7246
| Insurance | [9 empty] | 0 | 0 | 0 | 0 | 0 | 0 | 0 | 0 | 0 | 0 | 0 | 0 | 0 | 0 | 0 | 1.2624 | 15.1484 | 15.1484 | 15.1484 | 15.1484 | 15.1484 | 15.1484 | 15.1484 | 15.1484 | 15.1484 | 15.1484 | 15.1484 | 15.1484 | 15.1484 | 15.1484 | 15.1484 | 15.1484 | 15.1484 | 15.1484 | 15.1484 | 15.1484 | 15.1484 | 15.1484 | 15.1484 | 15.1484 | 15.1484 | 15.1484 | 15.1484 | 15.1484 | 15.1484 | 15.1484 | 15.1484 | 15.1484 | 15.1484 | 15.1484 | 15.1484 | 15.1484 | 15.1484 | 15.1484 | 15.1484 | 15.1484
| Fixed charges | [9 empty] | 0 | 0 | 0 | 0 | 0 | 0 | 0 | 0 | 0 | 0 | 0 | 0 | 0 | 0 | 0 | 365.7419 | 4356.9934 | 4298.0829 | 4239.1724 | 4180.2619 | 4121.3514 | 4062.4409 | 4003.5303 | 3944.6198 | 3885.7093 | 3826.7988 | 3767.8883 | 3708.9778 | 3650.0673 | 3591.1568 | 3532.2462 | 3473.3357 | 3414.4252 | 3355.5147 | 3296.6042 | 3237.6937 | 3178.7832 | 3119.8727 | 3060.9622 | 3002.0516 | 2943.1411 | 2884.2306 | 2825.3201 | 2766.4096 | 2707.4991 | 2648.5886 | 2589.6781 | 2530.7675 | 2471.857 | 2412.9465 | 2354.036 | 2295.1255 | 2236.215 | 2177.3045 | 2118.394 | 2059.4834
4 | 50MW CT |  |  |  |  | NewGT | 2032 | 125472.8201 | 32199.0988 |  | 0 | 0 | 0 | 0 | 0 | 0 | 0 | 0 | 0 | 0 | 0 | 0 | 0 | 0 | 0 | 0 | 0 | 0 | 0 | 0 | 1152.0845 | 13634.7131 | 13283.3892 | 12932.0653 | 12580.7414 | 12229.4175 | 11878.0936 | 11526.7697 | 11175.4458 | 10824.122 | 10472.7981 | 10121.4742 | 9770.1503 | 9418.8264 | 9067.5025 | 8716.1786 | 8364.8547 | 8013.5308 | 7662.2069 | 7310.883 | 6959.5591 | 6608.2352 | 6256.9113 | 5905.5874 | 5554.2635 | 4796.1985 | 0 | 0 | 0 | 0 | 0 | 0 | 0 | 0 | 0 | 0
| Jan 2012 $ | 72099.644
| Annual Cap Ex % | 0.0105 | 0.2674 | 0.7221 | 0 | 0
| Esc | 2.55%
| Constn Start | 2030 | 4
| Constn End | 2032 | 12
| Cum Esc Factor | [9 empty] | 1.0127 | 1.0385 | 1.065 | 1.0921 | 1.12 | 1.1485 | 1.1778 | 1.2079 | 1.2387 | 1.2702 | 1.3026 | 1.3359 | 1.3699 | 1.4049 | 1.4407 | 1.4774 | 1.5151 | 1.5537 | 1.5933 | 1.634 | 1.6756 | 1.7184 | 1.7622 | 1.8071 | 1.8532 | 1.9005 | 1.9489 | 1.9986 | 2.0496 | 2.1019 | 2.1554 | 2.2104 | 2.2668 | 2.3246 | 2.3839 | 2.4446 | 2.507 | 2.5709 | 2.6365 | 2.7037 | 2.7726 | 2.8433 | 2.9159 | 2.9902 | 3.0665 | 3.1447 | 3.2248 | 3.3071 | 3.3914 | 3.4779 | 3.5666 | 3.6575 | 3.7508 | 3.8464 | 3.9445 | 4.0451
Asset In-Svc:
| Opening balance | [9 empty] | 0 | 0 | 0 | 0 | 0 | 0 | 0 | 0 | 0 | 0 | 0 | 0 | 0 | 0 | 0 | 0 | 0 | 0 | 0 | 1234.507 | 33798.2401 | 0 | 0 | 0 | 0 | 0 | 0 | 0 | 0 | 0 | 0 | 0 | 0 | 0 | 0 | 0 | 0 | 0 | 0 | 0 | 0 | 0 | 0 | 0 | 0 | 0 | 0 | 0 | 0 | 0 | 0 | 0 | 0 | 0 | 0 | 0
CT | Cap Ex | [9 empty] | 0 | 0 | 0 | 0 | 0 | 0 | 0 | 0 | 0 | 0 | 0 | 0 | 0 | 0 | 0 | 0 | 0 | 0 | 1206.2358 | 31502.1348 | 87239.1834 | 0 | 0 | 0 | 0 | 0 | 0 | 0 | 0 | 0 | 0 | 0 | 0 | 0 | 0 | 0 | 0 | 0 | 0 | 0 | 0 | 0 | 0 | 0 | 0 | 0 | 0 | 0 | 0 | 0 | 0 | 0 | 0 | 0 | 0 | 0 | 119947.554
| AFUDC | 6.25% | [8 empty] | 0 | 0 | 0 | 0 | 0 | 0 | 0 | 0 | 0 | 0 | 0 | 0 | 0 | 0 | 0 | 0 | 0 | 0 | 28.2712 | 1061.5984 | 4435.3966 | 0 | 0 | 0 | 0 | 0 | 0 | 0 | 0 | 0 | 0 | 0 | 0 | 0 | 0 | 0 | 0 | 0 | 0 | 0 | 0 | 0 | 0 | 0 | 0 | 0 | 0 | 0 | 0 | 0 | 0 | 0 | 0 | 0 | 0 | 0
| Ending balance | [9 empty] | 0 | 0 | 0 | 0 | 0 | 0 | 0 | 0 | 0 | 0 | 0 | 0 | 0 | 0 | 0 | 0 | 0 | 0 | 1234.507 | 33798.2401 | 125472.8201 | 0 | 0 | 0 | 0 | 0 | 0 | 0 | 0 | 0 | 0 | 0 | 0 | 0 | 0 | 0 | 0 | 0 | 0 | 0 | 0 | 0 | 0 | 0 | 0 | 0 | 0 | 0 | 0 | 0 | 0 | 0 | 0 | 0 | 0 | 0
| In-Svc / Svc LIfe / Ins Rate |  |  | 125472.8201 | 25 | 0.03%
Return on Rate Base:
| Beginning NBV | [9 empty] | 0 | 0 | 0 | 0 | 0 | 0 | 0 | 0 | 0 | 0 | 0 | 0 | 0 | 0 | 0 | 0 | 0 | 0 | 0 | 0 | 125472.8201 | 125054.5774 | 120035.6646 | 115016.7518 | 109997.839 | 104978.9262 | 99960.0134 | 94941.1006 | 89922.1878 | 84903.275 | 79884.3622 | 74865.4494 | 69846.5365 | 64827.6237 | 59808.7109 | 54789.7981 | 49770.8853 | 44751.9725 | 39733.0597 | 34714.1469 | 29695.2341 | 24676.3213 | 19657.4085 | 14638.4957 | 9619.5829 | 4600.6701 | 0 | 0 | 0 | 0 | 0 | 0 | 0 | 0 | 0 | 0
| Depreciation | [9 empty] | 0 | 0 | 0 | 0 | 0 | 0 | 0 | 0 | 0 | 0 | 0 | 0 | 0 | 0 | 0 | 0 | 0 | 0 | 0 | 0 | 418.2427 | 5018.9128 | 5018.9128 | 5018.9128 | 5018.9128 | 5018.9128 | 5018.9128 | 5018.9128 | 5018.9128 | 5018.9128 | 5018.9128 | 5018.9128 | 5018.9128 | 5018.9128 | 5018.9128 | 5018.9128 | 5018.9128 | 5018.9128 | 5018.9128 | 5018.9128 | 5018.9128 | 5018.9128 | 5018.9128 | 5018.9128 | 5018.9128 | 4600.6701 | 0 | 0 | 0 | 0 | 0 | 0 | 0 | 0 | 0 | 0
| Ending NBV | [8 empty] | 0 | 0 | 0 | 0 | 0 | 0 | 0 | 0 | 0 | 0 | 0 | 0 | 0 | 0 | 0 | 0 | 0 | 0 | 0 | 0 | 0 | 125054.5774 | 120035.6646 | 115016.7518 | 109997.839 | 104978.9262 | 99960.0134 | 94941.1006 | 89922.1878 | 84903.275 | 79884.3622 | 74865.4494 | 69846.5365 | 64827.6237 | 59808.7109 | 54789.7981 | 49770.8853 | 44751.9725 | 39733.0597 | 34714.1469 | 29695.2341 | 24676.3213 | 19657.4085 | 14638.4957 | 9619.5829 | 4600.6701 | 0 | 0 | 0 | 0 | 0 | 0 | 0 | 0 | 0 | 0 | 0
| Average NBV | [9 empty] | 0 | 0 | 0 | 0 | 0 | 0 | 0 | 0 | 0 | 0 | 0 | 0 | 0 | 0 | 0 | 0 | 0 | 0 | 0 | 0 | 10438.6416 | 122545.121 | 117526.2082 | 112507.2954 | 107488.3826 | 102469.4698 | 97450.557 | 92431.6442 | 87412.7314 | 82393.8186 | 77374.9058 | 72355.9929 | 67337.0801 | 62318.1673 | 57299.2545 | 52280.3417 | 47261.4289 | 42242.5161 | 37223.6033 | 32204.6905 | 27185.7777 | 22166.8649 | 17147.9521 | 12129.0393 | 7110.1265 | 2300.335 | 0 | 0 | 0 | 0 | 0 | 0 | 0 | 0 | 0 | 0
| RORB | [9 empty] | 0 | 0 | 0 | 0 | 0 | 0 | 0 | 0 | 0 | 0 | 0 | 0 | 0 | 0 | 0 | 0 | 0 | 0 | 0 | 0 | 730.7049 | 8578.1585 | 8226.8346 | 7875.5107 | 7524.1868 | 7172.8629 | 6821.539 | 6470.2151 | 6118.8912 | 5767.5673 | 5416.2434 | 5064.9195 | 4713.5956 | 4362.2717 | 4010.9478 | 3659.6239 | 3308.3 | 2956.9761 | 2605.6522 | 2254.3283 | 1903.0044 | 1551.6805 | 1200.3566 | 849.0327 | 497.7089 | 161.0235 | 0 | 0 | 0 | 0 | 0 | 0 | 0 | 0 | 0 | 0
| Insurable Value | [9 empty] | 0 | 0 | 0 | 0 | 0 | 0 | 0 | 0 | 0 | 0 | 0 | 0 | 0 | 0 | 0 | 0 | 0 | 0 | 0 | 0 | 10456.0683 | 125472.8201 | 125472.8201 | 125472.8201 | 125472.8201 | 125472.8201 | 125472.8201 | 125472.8201 | 125472.8201 | 125472.8201 | 125472.8201 | 125472.8201 | 125472.8201 | 125472.8201 | 125472.8201 | 125472.8201 | 125472.8201 | 125472.8201 | 125472.8201 | 125472.8201 | 125472.8201 | 125472.8201 | 125472.8201 | 125472.8201 | 125472.8201 | 115016.7518 | 0 | 0 | 0 | 0 | 0 | 0 | 0 | 0 | 0 | 0
| Insurance | [9 empty] | 0 | 0 | 0 | 0 | 0 | 0 | 0 | 0 | 0 | 0 | 0 | 0 | 0 | 0 | 0 | 0 | 0 | 0 | 0 | 0 | 3.1368 | 37.6418 | 37.6418 | 37.6418 | 37.6418 | 37.6418 | 37.6418 | 37.6418 | 37.6418 | 37.6418 | 37.6418 | 37.6418 | 37.6418 | 37.6418 | 37.6418 | 37.6418 | 37.6418 | 37.6418 | 37.6418 | 37.6418 | 37.6418 | 37.6418 | 37.6418 | 37.6418 | 37.6418 | 34.505 | 0 | 0 | 0 | 0 | 0 | 0 | 0 | 0 | 0 | 0
| Fixed charges | [9 empty] | 0 | 0 | 0 | 0 | 0 | 0 | 0 | 0 | 0 | 0 | 0 | 0 | 0 | 0 | 0 | 0 | 0 | 0 | 0 | 0 | 1152.0845 | 13634.7131 | 13283.3892 | 12932.0653 | 12580.7414 | 12229.4175 | 11878.0936 | 11526.7697 | 11175.4458 | 10824.122 | 10472.7981 | 10121.4742 | 9770.1503 | 9418.8264 | 9067.5025 | 8716.1786 | 8364.8547 | 8013.5308 | 7662.2069 | 7310.883 | 6959.5591 | 6608.2352 | 6256.9113 | 5905.5874 | 5554.2635 | 4796.1985 | 0 | 0 | 0 | 0 | 0 | 0 | 0 | 0 | 0 | 0
5 | Holyrood CP4 |  |  |  |  | HRD | 2032 | 27740.1843 | 6905.4292 |  | 0 | 0 | 0 | 0 | 0 | 0 | 0 | 0 | 0 | 0 | 0 | 0 | 0 | 0 | 0 | 0 | 0 | 0 | 0 | 0 | 200.9269 | 2393.5926 | 2361.2291 | 2328.8655 | 2296.502 | 2264.1384 | 2231.7749 | 2199.4113 | 2167.0478 | 2134.6842 | 2102.3207 | 2069.9571 | 2037.5936 | 2005.23 | 1972.8665 | 1940.5029 | 1908.1394 | 1875.7758 | 1843.4123 | 1811.0488 | 1778.6852 | 1746.3217 | 1713.9581 | 1681.5946 | 1649.231 | 1616.8675 | 1584.5039 | 1552.1404 | 1519.7768 | 1487.4133 | 1455.0497 | 1422.6862 | 1390.3226 | 1357.9591 | 1325.5955 | 1293.232
| Jan 2012 $ | 17710.6345
| Annual Cap Ex % | 0.3824 | 0.1537 | 0.2196 | 0.0681 | 0.1762
| Esc | 2.52%
| Constn Start | 2028 | 1
| Constn End | 2032 | 12
| Cum Esc Factor | [9 empty] | 1.0125 | 1.038 | 1.0642 | 1.091 | 1.1185 | 1.1467 | 1.1756 | 1.2052 | 1.2356 | 1.2667 | 1.2986 | 1.3314 | 1.3649 | 1.3993 | 1.4346 | 1.4707 | 1.5078 | 1.5458 | 1.5847 | 1.6247 | 1.6656 | 1.7076 | 1.7506 | 1.7947 | 1.84 | 1.8863 | 1.9339 | 1.9826 | 2.0326 | 2.0838 | 2.1363 | 2.1901 | 2.2453 | 2.3019 | 2.3599 | 2.4194 | 2.4804 | 2.5429 | 2.6069 | 2.6726 | 2.74 | 2.809 | 2.8798 | 2.9524 | 3.0268 | 3.1031 | 3.1813 | 3.2614 | 3.3436 | 3.4279 | 3.5143 | 3.6028 | 3.6936 | 3.7867 | 3.8821 | 3.9799
Asset In-Svc:
| Opening balance | [9 empty] | 0 | 0 | 0 | 0 | 0 | 0 | 0 | 0 | 0 | 0 | 0 | 0 | 0 | 0 | 0 | 0 | 0 | 10211.6016 | 14419.4341 | 20582.9073 | 22542.4236 | 0 | 0 | 0 | 0 | 0 | 0 | 0 | 0 | 0 | 0 | 0 | 0 | 0 | 0 | 0 | 0 | 0 | 0 | 0 | 0 | 0 | 0 | 0 | 0 | 0 | 0 | 0 | 0 | 0 | 0 | 0 | 0 | 0 | 0 | 0
HRD | Cap Ex | [9 empty] | 0 | 0 | 0 | 0 | 0 | 0 | 0 | 0 | 0 | 0 | 0 | 0 | 0 | 0 | 0 | 0 | 10211.6016 | 4207.8325 | 6163.4732 | 1959.5163 | 5197.7606 | 0 | 0 | 0 | 0 | 0 | 0 | 0 | 0 | 0 | 0 | 0 | 0 | 0 | 0 | 0 | 0 | 0 | 0 | 0 | 0 | 0 | 0 | 0 | 0 | 0 | 0 | 0 | 0 | 0 | 0 | 0 | 0 | 0 | 0 | 0 | 27740.1843
| AFUDC | 0% | [8 empty] | 0 | 0 | 0 | 0 | 0 | 0 | 0 | 0 | 0 | 0 | 0 | 0 | 0 | 0 | 0 | 0 | 0 | 0 | 0 | 0 | 0 | 0 | 0 | 0 | 0 | 0 | 0 | 0 | 0 | 0 | 0 | 0 | 0 | 0 | 0 | 0 | 0 | 0 | 0 | 0 | 0 | 0 | 0 | 0 | 0 | 0 | 0 | 0 | 0 | 0 | 0 | 0 | 0 | 0 | 0 | 0
| Ending balance | [9 empty] | 0 | 0 | 0 | 0 | 0 | 0 | 0 | 0 | 0 | 0 | 0 | 0 | 0 | 0 | 0 | 0 | 10211.6016 | 14419.4341 | 20582.9073 | 22542.4236 | 27740.1843 | 0 | 0 | 0 | 0 | 0 | 0 | 0 | 0 | 0 | 0 | 0 | 0 | 0 | 0 | 0 | 0 | 0 | 0 | 0 | 0 | 0 | 0 | 0 | 0 | 0 | 0 | 0 | 0 | 0 | 0 | 0 | 0 | 0 | 0 | 0
| In-Svc / Svc LIfe / Ins Rate |  |  | 27740.1843 | 60 | 0.03%
Return on Rate Base:
| Beginning NBV | [9 empty] | 0 | 0 | 0 | 0 | 0 | 0 | 0 | 0 | 0 | 0 | 0 | 0 | 0 | 0 | 0 | 0 | 0 | 0 | 0 | 0 | 27740.1843 | 27701.6562 | 27239.3198 | 26776.9834 | 26314.647 | 25852.3106 | 25389.9742 | 24927.6378 | 24465.3014 | 24002.965 | 23540.6286 | 23078.2922 | 22615.9558 | 22153.6194 | 21691.283 | 21228.9466 | 20766.6102 | 20304.2738 | 19841.9374 | 19379.601 | 18917.2646 | 18454.9281 | 17992.5917 | 17530.2553 | 17067.9189 | 16605.5825 | 16143.2461 | 15680.9097 | 15218.5733 | 14756.2369 | 14293.9005 | 13831.5641 | 13369.2277 | 12906.8913 | 12444.5549 | 11982.2185
| Depreciation | [9 empty] | 0 | 0 | 0 | 0 | 0 | 0 | 0 | 0 | 0 | 0 | 0 | 0 | 0 | 0 | 0 | 0 | 0 | 0 | 0 | 0 | 38.528 | 462.3364 | 462.3364 | 462.3364 | 462.3364 | 462.3364 | 462.3364 | 462.3364 | 462.3364 | 462.3364 | 462.3364 | 462.3364 | 462.3364 | 462.3364 | 462.3364 | 462.3364 | 462.3364 | 462.3364 | 462.3364 | 462.3364 | 462.3364 | 462.3364 | 462.3364 | 462.3364 | 462.3364 | 462.3364 | 462.3364 | 462.3364 | 462.3364 | 462.3364 | 462.3364 | 462.3364 | 462.3364 | 462.3364 | 462.3364 | 462.3364
| Ending NBV | [8 empty] | 0 | 0 | 0 | 0 | 0 | 0 | 0 | 0 | 0 | 0 | 0 | 0 | 0 | 0 | 0 | 0 | 0 | 0 | 0 | 0 | 0 | 27701.6562 | 27239.3198 | 26776.9834 | 26314.647 | 25852.3106 | 25389.9742 | 24927.6378 | 24465.3014 | 24002.965 | 23540.6286 | 23078.2922 | 22615.9558 | 22153.6194 | 21691.283 | 21228.9466 | 20766.6102 | 20304.2738 | 19841.9374 | 19379.601 | 18917.2646 | 18454.9281 | 17992.5917 | 17530.2553 | 17067.9189 | 16605.5825 | 16143.2461 | 15680.9097 | 15218.5733 | 14756.2369 | 14293.9005 | 13831.5641 | 13369.2277 | 12906.8913 | 12444.5549 | 11982.2185 | 11519.8821
| Average NBV | [9 empty] | 0 | 0 | 0 | 0 | 0 | 0 | 0 | 0 | 0 | 0 | 0 | 0 | 0 | 0 | 0 | 0 | 0 | 0 | 0 | 0 | 2310.0767 | 27470.488 | 27008.1516 | 26545.8152 | 26083.4788 | 25621.1424 | 25158.806 | 24696.4696 | 24234.1332 | 23771.7968 | 23309.4604 | 22847.124 | 22384.7876 | 21922.4512 | 21460.1148 | 20997.7784 | 20535.442 | 20073.1056 | 19610.7692 | 19148.4328 | 18686.0963 | 18223.7599 | 17761.4235 | 17299.0871 | 16836.7507 | 16374.4143 | 15912.0779 | 15449.7415 | 14987.4051 | 14525.0687 | 14062.7323 | 13600.3959 | 13138.0595 | 12675.7231 | 12213.3867 | 11751.0503
| RORB | [9 empty] | 0 | 0 | 0 | 0 | 0 | 0 | 0 | 0 | 0 | 0 | 0 | 0 | 0 | 0 | 0 | 0 | 0 | 0 | 0 | 0 | 161.7054 | 1922.9342 | 1890.5706 | 1858.2071 | 1825.8435 | 1793.48 | 1761.1164 | 1728.7529 | 1696.3893 | 1664.0258 | 1631.6622 | 1599.2987 | 1566.9351 | 1534.5716 | 1502.208 | 1469.8445 | 1437.4809 | 1405.1174 | 1372.7538 | 1340.3903 | 1308.0267 | 1275.6632 | 1243.2996 | 1210.9361 | 1178.5726 | 1146.209 | 1113.8455 | 1081.4819 | 1049.1184 | 1016.7548 | 984.3913 | 952.0277 | 919.6642 | 887.3006 | 854.9371 | 822.5735
| Insurable Value | [9 empty] | 0 | 0 | 0 | 0 | 0 | 0 | 0 | 0 | 0 | 0 | 0 | 0 | 0 | 0 | 0 | 0 | 0 | 0 | 0 | 0 | 2311.682 | 27740.1843 | 27740.1843 | 27740.1843 | 27740.1843 | 27740.1843 | 27740.1843 | 27740.1843 | 27740.1843 | 27740.1843 | 27740.1843 | 27740.1843 | 27740.1843 | 27740.1843 | 27740.1843 | 27740.1843 | 27740.1843 | 27740.1843 | 27740.1843 | 27740.1843 | 27740.1843 | 27740.1843 | 27740.1843 | 27740.1843 | 27740.1843 | 27740.1843 | 27740.1843 | 27740.1843 | 27740.1843 | 27740.1843 | 27740.1843 | 27740.1843 | 27740.1843 | 27740.1843 | 27740.1843 | 27740.1843
| Insurance | [9 empty] | 0 | 0 | 0 | 0 | 0 | 0 | 0 | 0 | 0 | 0 | 0 | 0 | 0 | 0 | 0 | 0 | 0 | 0 | 0 | 0 | 0.6935 | 8.3221 | 8.3221 | 8.3221 | 8.3221 | 8.3221 | 8.3221 | 8.3221 | 8.3221 | 8.3221 | 8.3221 | 8.3221 | 8.3221 | 8.3221 | 8.3221 | 8.3221 | 8.3221 | 8.3221 | 8.3221 | 8.3221 | 8.3221 | 8.3221 | 8.3221 | 8.3221 | 8.3221 | 8.3221 | 8.3221 | 8.3221 | 8.3221 | 8.3221 | 8.3221 | 8.3221 | 8.3221 | 8.3221 | 8.3221 | 8.3221
| Fixed charges | [9 empty] | 0 | 0 | 0 | 0 | 0 | 0 | 0 | 0 | 0 | 0 | 0 | 0 | 0 | 0 | 0 | 0 | 0 | 0 | 0 | 0 | 200.9269 | 2393.5926 | 2361.2291 | 2328.8655 | 2296.502 | 2264.1384 | 2231.7749 | 2199.4113 | 2167.0478 | 2134.6842 | 2102.3207 | 2069.9571 | 2037.5936 | 2005.23 | 1972.8665 | 1940.5029 | 1908.1394 | 1875.7758 | 1843.4123 | 1811.0488 | 1778.6852 | 1746.3217 | 1713.9581 | 1681.5946 | 1649.231 | 1616.8675 | 1584.5039 | 1552.1404 | 1519.7768 | 1487.4133 | 1455.0497 | 1422.6862 | 1390.3226 | 1357.9591 | 1325.5955 | 1293.232
6 | 50MW CT |  |  |  |  | NewGT | 2036 | 138768.9551 | 27167.5994 |  | 0 | 0 | 0 | 0 | 0 | 0 | 0 | 0 | 0 | 0 | 0 | 0 | 0 | 0 | 0 | 0 | 0 | 0 | 0 | 0 | 0 | 0 | 0 | 0 | 1274.1688 | 15079.5598 | 14691.0067 | 14302.4536 | 13913.9006 | 13525.3475 | 13136.7944 | 12748.2413 | 12359.6883 | 11971.1352 | 11582.5821 | 11194.029 | 10805.476 | 10416.9229 | 10028.3698 | 9639.8167 | 9251.2637 | 8862.7106 | 8474.1575 | 8085.6045 | 7697.0514 | 7308.4983 | 6919.9452 | 6531.3922 | 6142.8391 | 5304.4433 | 0 | 0 | 0 | 0 | 0 | 0
| Jan 2012 $ | 72099.644
| Annual Cap Ex % | 0.0105 | 0.2674 | 0.7221 | 0 | 0
| Esc | 2.55%
| Constn Start | 2034 | 4
| Constn End | 2036 | 12
| Cum Esc Factor | [9 empty] | 1.0127 | 1.0385 | 1.065 | 1.0921 | 1.12 | 1.1485 | 1.1778 | 1.2079 | 1.2387 | 1.2702 | 1.3026 | 1.3359 | 1.3699 | 1.4049 | 1.4407 | 1.4774 | 1.5151 | 1.5537 | 1.5933 | 1.634 | 1.6756 | 1.7184 | 1.7622 | 1.8071 | 1.8532 | 1.9005 | 1.9489 | 1.9986 | 2.0496 | 2.1019 | 2.1554 | 2.2104 | 2.2668 | 2.3246 | 2.3839 | 2.4446 | 2.507 | 2.5709 | 2.6365 | 2.7037 | 2.7726 | 2.8433 | 2.9159 | 2.9902 | 3.0665 | 3.1447 | 3.2248 | 3.3071 | 3.3914 | 3.4779 | 3.5666 | 3.6575 | 3.7508 | 3.8464 | 3.9445 | 4.0451
Asset In-Svc:
| Opening balance | [9 empty] | 0 | 0 | 0 | 0 | 0 | 0 | 0 | 0 | 0 | 0 | 0 | 0 | 0 | 0 | 0 | 0 | 0 | 0 | 0 | 0 | 0 | 0 | 0 | 1365.3255 | 37379.7804 | 0 | 0 | 0 | 0 | 0 | 0 | 0 | 0 | 0 | 0 | 0 | 0 | 0 | 0 | 0 | 0 | 0 | 0 | 0 | 0 | 0 | 0 | 0 | 0 | 0 | 0 | 0 | 0 | 0 | 0 | 0
CT | Cap Ex | [9 empty] | 0 | 0 | 0 | 0 | 0 | 0 | 0 | 0 | 0 | 0 | 0 | 0 | 0 | 0 | 0 | 0 | 0 | 0 | 0 | 0 | 0 | 0 | 1334.0585 | 34840.3608 | 96483.7669 | 0 | 0 | 0 | 0 | 0 | 0 | 0 | 0 | 0 | 0 | 0 | 0 | 0 | 0 | 0 | 0 | 0 | 0 | 0 | 0 | 0 | 0 | 0 | 0 | 0 | 0 | 0 | 0 | 0 | 0 | 0 | 132658.1862
| AFUDC | 6.25% | [8 empty] | 0 | 0 | 0 | 0 | 0 | 0 | 0 | 0 | 0 | 0 | 0 | 0 | 0 | 0 | 0 | 0 | 0 | 0 | 0 | 0 | 0 | 0 | 31.267 | 1174.0941 | 4905.4078 | 0 | 0 | 0 | 0 | 0 | 0 | 0 | 0 | 0 | 0 | 0 | 0 | 0 | 0 | 0 | 0 | 0 | 0 | 0 | 0 | 0 | 0 | 0 | 0 | 0 | 0 | 0 | 0 | 0 | 0 | 0
| Ending balance | [9 empty] | 0 | 0 | 0 | 0 | 0 | 0 | 0 | 0 | 0 | 0 | 0 | 0 | 0 | 0 | 0 | 0 | 0 | 0 | 0 | 0 | 0 | 0 | 1365.3255 | 37379.7804 | 138768.9551 | 0 | 0 | 0 | 0 | 0 | 0 | 0 | 0 | 0 | 0 | 0 | 0 | 0 | 0 | 0 | 0 | 0 | 0 | 0 | 0 | 0 | 0 | 0 | 0 | 0 | 0 | 0 | 0 | 0 | 0 | 0
| In-Svc / Svc LIfe / Ins Rate |  |  | 138768.9551 | 25 | 0.03%
Return on Rate Base:
| Beginning NBV | [9 empty] | 0 | 0 | 0 | 0 | 0 | 0 | 0 | 0 | 0 | 0 | 0 | 0 | 0 | 0 | 0 | 0 | 0 | 0 | 0 | 0 | 0 | 0 | 0 | 0 | 138768.9551 | 138306.3919 | 132755.6337 | 127204.8755 | 121654.1173 | 116103.3591 | 110552.6009 | 105001.8427 | 99451.0845 | 93900.3263 | 88349.5681 | 82798.8099 | 77248.0517 | 71697.2935 | 66146.5353 | 60595.7771 | 55045.0189 | 49494.2607 | 43943.5025 | 38392.7442 | 32841.986 | 27291.2278 | 21740.4696 | 16189.7114 | 10638.9532 | 5088.195 | 0 | 0 | 0 | 0 | 0 | 0
| Depreciation | [9 empty] | 0 | 0 | 0 | 0 | 0 | 0 | 0 | 0 | 0 | 0 | 0 | 0 | 0 | 0 | 0 | 0 | 0 | 0 | 0 | 0 | 0 | 0 | 0 | 0 | 462.5632 | 5550.7582 | 5550.7582 | 5550.7582 | 5550.7582 | 5550.7582 | 5550.7582 | 5550.7582 | 5550.7582 | 5550.7582 | 5550.7582 | 5550.7582 | 5550.7582 | 5550.7582 | 5550.7582 | 5550.7582 | 5550.7582 | 5550.7582 | 5550.7582 | 5550.7582 | 5550.7582 | 5550.7582 | 5550.7582 | 5550.7582 | 5550.7582 | 5088.195 | 0 | 0 | 0 | 0 | 0 | 0
| Ending NBV | [8 empty] | 0 | 0 | 0 | 0 | 0 | 0 | 0 | 0 | 0 | 0 | 0 | 0 | 0 | 0 | 0 | 0 | 0 | 0 | 0 | 0 | 0 | 0 | 0 | 0 | 0 | 138306.3919 | 132755.6337 | 127204.8755 | 121654.1173 | 116103.3591 | 110552.6009 | 105001.8427 | 99451.0845 | 93900.3263 | 88349.5681 | 82798.8099 | 77248.0517 | 71697.2935 | 66146.5353 | 60595.7771 | 55045.0189 | 49494.2607 | 43943.5025 | 38392.7442 | 32841.986 | 27291.2278 | 21740.4696 | 16189.7114 | 10638.9532 | 5088.195 | 0 | 0 | 0 | 0 | 0 | 0 | 0
| Average NBV | [9 empty] | 0 | 0 | 0 | 0 | 0 | 0 | 0 | 0 | 0 | 0 | 0 | 0 | 0 | 0 | 0 | 0 | 0 | 0 | 0 | 0 | 0 | 0 | 0 | 0 | 11544.8061 | 135531.0128 | 129980.2546 | 124429.4964 | 118878.7382 | 113327.98 | 107777.2218 | 102226.4636 | 96675.7054 | 91124.9472 | 85574.189 | 80023.4308 | 74472.6726 | 68921.9144 | 63371.1562 | 57820.398 | 52269.6398 | 46718.8816 | 41168.1233 | 35617.3651 | 30066.6069 | 24515.8487 | 18965.0905 | 13414.3323 | 7863.5741 | 2544.0975 | 0 | 0 | 0 | 0 | 0 | 0
| RORB | [9 empty] | 0 | 0 | 0 | 0 | 0 | 0 | 0 | 0 | 0 | 0 | 0 | 0 | 0 | 0 | 0 | 0 | 0 | 0 | 0 | 0 | 0 | 0 | 0 | 0 | 808.1364 | 9487.1709 | 9098.6178 | 8710.0647 | 8321.5117 | 7932.9586 | 7544.4055 | 7155.8525 | 6767.2994 | 6378.7463 | 5990.1932 | 5601.6402 | 5213.0871 | 4824.534 | 4435.9809 | 4047.4279 | 3658.8748 | 3270.3217 | 2881.7686 | 2493.2156 | 2104.6625 | 1716.1094 | 1327.5563 | 939.0033 | 550.4502 | 178.0868 | 0 | 0 | 0 | 0 | 0 | 0
| Insurable Value | [9 empty] | 0 | 0 | 0 | 0 | 0 | 0 | 0 | 0 | 0 | 0 | 0 | 0 | 0 | 0 | 0 | 0 | 0 | 0 | 0 | 0 | 0 | 0 | 0 | 0 | 11564.0796 | 138768.9551 | 138768.9551 | 138768.9551 | 138768.9551 | 138768.9551 | 138768.9551 | 138768.9551 | 138768.9551 | 138768.9551 | 138768.9551 | 138768.9551 | 138768.9551 | 138768.9551 | 138768.9551 | 138768.9551 | 138768.9551 | 138768.9551 | 138768.9551 | 138768.9551 | 138768.9551 | 138768.9551 | 138768.9551 | 138768.9551 | 138768.9551 | 127204.8755 | 0 | 0 | 0 | 0 | 0 | 0
| Insurance | [9 empty] | 0 | 0 | 0 | 0 | 0 | 0 | 0 | 0 | 0 | 0 | 0 | 0 | 0 | 0 | 0 | 0 | 0 | 0 | 0 | 0 | 0 | 0 | 0 | 0 | 3.4692 | 41.6307 | 41.6307 | 41.6307 | 41.6307 | 41.6307 | 41.6307 | 41.6307 | 41.6307 | 41.6307 | 41.6307 | 41.6307 | 41.6307 | 41.6307 | 41.6307 | 41.6307 | 41.6307 | 41.6307 | 41.6307 | 41.6307 | 41.6307 | 41.6307 | 41.6307 | 41.6307 | 41.6307 | 38.1615 | 0 | 0 | 0 | 0 | 0 | 0
| Fixed charges | [9 empty] | 0 | 0 | 0 | 0 | 0 | 0 | 0 | 0 | 0 | 0 | 0 | 0 | 0 | 0 | 0 | 0 | 0 | 0 | 0 | 0 | 0 | 0 | 0 | 0 | 1274.1688 | 15079.5598 | 14691.0067 | 14302.4536 | 13913.9006 | 13525.3475 | 13136.7944 | 12748.2413 | 12359.6883 | 11971.1352 | 11582.5821 | 11194.029 | 10805.476 | 10416.9229 | 10028.3698 | 9639.8167 | 9251.2637 | 8862.7106 | 8474.1575 | 8085.6045 | 7697.0514 | 7308.4983 | 6919.9452 | 6531.3922 | 6142.8391 | 5304.4433 | 0 | 0 | 0 | 0 | 0 | 0
7 | Holyrood CP5 |  |  |  |  | HRD | 2037 | 31427.4436 | 5424.7381 |  | 0 | 0 | 0 | 0 | 0 | 0 | 0 | 0 | 0 | 0 | 0 | 0 | 0 | 0 | 0 | 0 | 0 | 0 | 0 | 0 | 0 | 0 | 0 | 0 | 0 | 227.6344 | 2711.7519 | 2675.0865 | 2638.4212 | 2601.7558 | 2565.0905 | 2528.4251 | 2491.7598 | 2455.0944 | 2418.4291 | 2381.7637 | 2345.0984 | 2308.433 | 2271.7677 | 2235.1023 | 2198.437 | 2161.7716 | 2125.1063 | 2088.4409 | 2051.7756 | 2015.1102 | 1978.4449 | 1941.7795 | 1905.1142 | 1868.4488 | 1831.7835 | 1795.1181 | 1758.4528 | 1721.7874 | 1685.1221 | 1648.4567
| Jan 2012 $ | 17500
| Annual Cap Ex % | 0.2 | 0.2 | 0.2 | 0.2 | 0.2
| Esc | 2.52%
| Constn Start | 2033 | 1
| Constn End | 2037 | 12
| Cum Esc Factor | [9 empty] | 1.0125 | 1.038 | 1.0642 | 1.091 | 1.1185 | 1.1467 | 1.1756 | 1.2052 | 1.2356 | 1.2667 | 1.2986 | 1.3314 | 1.3649 | 1.3993 | 1.4346 | 1.4707 | 1.5078 | 1.5458 | 1.5847 | 1.6247 | 1.6656 | 1.7076 | 1.7506 | 1.7947 | 1.84 | 1.8863 | 1.9339 | 1.9826 | 2.0326 | 2.0838 | 2.1363 | 2.1901 | 2.2453 | 2.3019 | 2.3599 | 2.4194 | 2.4804 | 2.5429 | 2.6069 | 2.6726 | 2.74 | 2.809 | 2.8798 | 2.9524 | 3.0268 | 3.1031 | 3.1813 | 3.2614 | 3.3436 | 3.4279 | 3.5143 | 3.6028 | 3.6936 | 3.7867 | 3.8821 | 3.9799
Asset In-Svc:
| Opening balance | [9 empty] | 0 | 0 | 0 | 0 | 0 | 0 | 0 | 0 | 0 | 0 | 0 | 0 | 0 | 0 | 0 | 0 | 0 | 0 | 0 | 0 | 0 | 0 | 5976.5821 | 12103.7741 | 18385.3713 | 24825.2648 | 0 | 0 | 0 | 0 | 0 | 0 | 0 | 0 | 0 | 0 | 0 | 0 | 0 | 0 | 0 | 0 | 0 | 0 | 0 | 0 | 0 | 0 | 0 | 0 | 0 | 0 | 0 | 0 | 0 | 0
HRD | Cap Ex | [9 empty] | 0 | 0 | 0 | 0 | 0 | 0 | 0 | 0 | 0 | 0 | 0 | 0 | 0 | 0 | 0 | 0 | 0 | 0 | 0 | 0 | 0 | 5976.5821 | 6127.192 | 6281.5972 | 6439.8935 | 6602.1788 | 0 | 0 | 0 | 0 | 0 | 0 | 0 | 0 | 0 | 0 | 0 | 0 | 0 | 0 | 0 | 0 | 0 | 0 | 0 | 0 | 0 | 0 | 0 | 0 | 0 | 0 | 0 | 0 | 0 | 0 | 31427.4436
| AFUDC | 0% | [8 empty] | 0 | 0 | 0 | 0 | 0 | 0 | 0 | 0 | 0 | 0 | 0 | 0 | 0 | 0 | 0 | 0 | 0 | 0 | 0 | 0 | 0 | 0 | 0 | 0 | 0 | 0 | 0 | 0 | 0 | 0 | 0 | 0 | 0 | 0 | 0 | 0 | 0 | 0 | 0 | 0 | 0 | 0 | 0 | 0 | 0 | 0 | 0 | 0 | 0 | 0 | 0 | 0 | 0 | 0 | 0 | 0
| Ending balance | [9 empty] | 0 | 0 | 0 | 0 | 0 | 0 | 0 | 0 | 0 | 0 | 0 | 0 | 0 | 0 | 0 | 0 | 0 | 0 | 0 | 0 | 0 | 5976.5821 | 12103.7741 | 18385.3713 | 24825.2648 | 31427.4436 | 0 | 0 | 0 | 0 | 0 | 0 | 0 | 0 | 0 | 0 | 0 | 0 | 0 | 0 | 0 | 0 | 0 | 0 | 0 | 0 | 0 | 0 | 0 | 0 | 0 | 0 | 0 | 0 | 0 | 0
| In-Svc / Svc LIfe / Ins Rate |  |  | 31427.4436 | 60 | 0.03%
Return on Rate Base:
| Beginning NBV | [9 empty] | 0 | 0 | 0 | 0 | 0 | 0 | 0 | 0 | 0 | 0 | 0 | 0 | 0 | 0 | 0 | 0 | 0 | 0 | 0 | 0 | 0 | 0 | 0 | 0 | 0 | 31427.4436 | 31383.7944 | 30860.0036 | 30336.2129 | 29812.4222 | 29288.6314 | 28764.8407 | 28241.05 | 27717.2593 | 27193.4685 | 26669.6778 | 26145.8871 | 25622.0964 | 25098.3056 | 24574.5149 | 24050.7242 | 23526.9335 | 23003.1427 | 22479.352 | 21955.5613 | 21431.7706 | 20907.9798 | 20384.1891 | 19860.3984 | 19336.6076 | 18812.8169 | 18289.0262 | 17765.2355 | 17241.4447 | 16717.654 | 16193.8633
| Depreciation | [9 empty] | 0 | 0 | 0 | 0 | 0 | 0 | 0 | 0 | 0 | 0 | 0 | 0 | 0 | 0 | 0 | 0 | 0 | 0 | 0 | 0 | 0 | 0 | 0 | 0 | 0 | 43.6492 | 523.7907 | 523.7907 | 523.7907 | 523.7907 | 523.7907 | 523.7907 | 523.7907 | 523.7907 | 523.7907 | 523.7907 | 523.7907 | 523.7907 | 523.7907 | 523.7907 | 523.7907 | 523.7907 | 523.7907 | 523.7907 | 523.7907 | 523.7907 | 523.7907 | 523.7907 | 523.7907 | 523.7907 | 523.7907 | 523.7907 | 523.7907 | 523.7907 | 523.7907 | 523.7907
| Ending NBV | [8 empty] | 0 | 0 | 0 | 0 | 0 | 0 | 0 | 0 | 0 | 0 | 0 | 0 | 0 | 0 | 0 | 0 | 0 | 0 | 0 | 0 | 0 | 0 | 0 | 0 | 0 | 0 | 31383.7944 | 30860.0036 | 30336.2129 | 29812.4222 | 29288.6314 | 28764.8407 | 28241.05 | 27717.2593 | 27193.4685 | 26669.6778 | 26145.8871 | 25622.0964 | 25098.3056 | 24574.5149 | 24050.7242 | 23526.9335 | 23003.1427 | 22479.352 | 21955.5613 | 21431.7706 | 20907.9798 | 20384.1891 | 19860.3984 | 19336.6076 | 18812.8169 | 18289.0262 | 17765.2355 | 17241.4447 | 16717.654 | 16193.8633 | 15670.0726
| Average NBV | [9 empty] | 0 | 0 | 0 | 0 | 0 | 0 | 0 | 0 | 0 | 0 | 0 | 0 | 0 | 0 | 0 | 0 | 0 | 0 | 0 | 0 | 0 | 0 | 0 | 0 | 0 | 2617.1349 | 31121.899 | 30598.1083 | 30074.3175 | 29550.5268 | 29026.7361 | 28502.9454 | 27979.1546 | 27455.3639 | 26931.5732 | 26407.7825 | 25883.9917 | 25360.201 | 24836.4103 | 24312.6195 | 23788.8288 | 23265.0381 | 22741.2474 | 22217.4566 | 21693.6659 | 21169.8752 | 20646.0845 | 20122.2937 | 19598.503 | 19074.7123 | 18550.9216 | 18027.1308 | 17503.3401 | 16979.5494 | 16455.7587 | 15931.9679
| RORB | [9 empty] | 0 | 0 | 0 | 0 | 0 | 0 | 0 | 0 | 0 | 0 | 0 | 0 | 0 | 0 | 0 | 0 | 0 | 0 | 0 | 0 | 0 | 0 | 0 | 0 | 0 | 183.1994 | 2178.5329 | 2141.8676 | 2105.2022 | 2068.5369 | 2031.8715 | 1995.2062 | 1958.5408 | 1921.8755 | 1885.2101 | 1848.5448 | 1811.8794 | 1775.2141 | 1738.5487 | 1701.8834 | 1665.218 | 1628.5527 | 1591.8873 | 1555.222 | 1518.5566 | 1481.8913 | 1445.2259 | 1408.5606 | 1371.8952 | 1335.2299 | 1298.5645 | 1261.8992 | 1225.2338 | 1188.5685 | 1151.9031 | 1115.2378
| Insurable Value | [9 empty] | 0 | 0 | 0 | 0 | 0 | 0 | 0 | 0 | 0 | 0 | 0 | 0 | 0 | 0 | 0 | 0 | 0 | 0 | 0 | 0 | 0 | 0 | 0 | 0 | 0 | 2618.9536 | 31427.4436 | 31427.4436 | 31427.4436 | 31427.4436 | 31427.4436 | 31427.4436 | 31427.4436 | 31427.4436 | 31427.4436 | 31427.4436 | 31427.4436 | 31427.4436 | 31427.4436 | 31427.4436 | 31427.4436 | 31427.4436 | 31427.4436 | 31427.4436 | 31427.4436 | 31427.4436 | 31427.4436 | 31427.4436 | 31427.4436 | 31427.4436 | 31427.4436 | 31427.4436 | 31427.4436 | 31427.4436 | 31427.4436 | 31427.4436
| Insurance | [9 empty] | 0 | 0 | 0 | 0 | 0 | 0 | 0 | 0 | 0 | 0 | 0 | 0 | 0 | 0 | 0 | 0 | 0 | 0 | 0 | 0 | 0 | 0 | 0 | 0 | 0 | 0.78569 | 9.4282 | 9.4282 | 9.4282 | 9.4282 | 9.4282 | 9.4282 | 9.4282 | 9.4282 | 9.4282 | 9.4282 | 9.4282 | 9.4282 | 9.4282 | 9.4282 | 9.4282 | 9.4282 | 9.4282 | 9.4282 | 9.4282 | 9.4282 | 9.4282 | 9.4282 | 9.4282 | 9.4282 | 9.4282 | 9.4282 | 9.4282 | 9.4282 | 9.4282 | 9.4282
| Fixed charges | [9 empty] | 0 | 0 | 0 | 0 | 0 | 0 | 0 | 0 | 0 | 0 | 0 | 0 | 0 | 0 | 0 | 0 | 0 | 0 | 0 | 0 | 0 | 0 | 0 | 0 | 0 | 227.6344 | 2711.7519 | 2675.0865 | 2638.4212 | 2601.7558 | 2565.0905 | 2528.4251 | 2491.7598 | 2455.0944 | 2418.4291 | 2381.7637 | 2345.0984 | 2308.433 | 2271.7677 | 2235.1023 | 2198.437 | 2161.7716 | 2125.1063 | 2088.4409 | 2051.7756 | 2015.1102 | 1978.4449 | 1941.7795 | 1905.1142 | 1868.4488 | 1831.7835 | 1795.1181 | 1758.4528 | 1721.7874 | 1685.1221 | 1648.4567
8 | 50MW CT |  |  |  |  | NewGT | 2039 | 149657.7847 | 23917.0122 |  | 0 | 0 | 0 | 0 | 0 | 0 | 0 | 0 | 0 | 0 | 0 | 0 | 0 | 0 | 0 | 0 | 0 | 0 | 0 | 0 | 0 | 0 | 0 | 0 | 0 | 0 | 0 | 1374.1495 | 16262.8126 | 15843.7708 | 15424.729 | 15005.6872 | 14586.6454 | 14167.6036 | 13748.5618 | 13329.52 | 12910.4782 | 12491.4364 | 12072.3946 | 11653.3528 | 11234.311 | 10815.2692 | 10396.2274 | 9977.1856 | 9558.1438 | 9139.1021 | 8720.0603 | 8301.0185 | 7881.9767 | 7462.9349 | 7043.8931 | 6624.8513 | 5720.6688 | 0 | 0 | 0
| Jan 2012 $ | 72099.644
| Annual Cap Ex % | 0.0105 | 0.2674 | 0.7221 | 0 | 0
| Esc | 2.55%
| Constn Start | 2037 | 4
| Constn End | 2039 | 12
| Cum Esc Factor | [9 empty] | 1.0127 | 1.0385 | 1.065 | 1.0921 | 1.12 | 1.1485 | 1.1778 | 1.2079 | 1.2387 | 1.2702 | 1.3026 | 1.3359 | 1.3699 | 1.4049 | 1.4407 | 1.4774 | 1.5151 | 1.5537 | 1.5933 | 1.634 | 1.6756 | 1.7184 | 1.7622 | 1.8071 | 1.8532 | 1.9005 | 1.9489 | 1.9986 | 2.0496 | 2.1019 | 2.1554 | 2.2104 | 2.2668 | 2.3246 | 2.3839 | 2.4446 | 2.507 | 2.5709 | 2.6365 | 2.7037 | 2.7726 | 2.8433 | 2.9159 | 2.9902 | 3.0665 | 3.1447 | 3.2248 | 3.3071 | 3.3914 | 3.4779 | 3.5666 | 3.6575 | 3.7508 | 3.8464 | 3.9445 | 4.0451
Asset In-Svc:
| Opening balance | [9 empty] | 0 | 0 | 0 | 0 | 0 | 0 | 0 | 0 | 0 | 0 | 0 | 0 | 0 | 0 | 0 | 0 | 0 | 0 | 0 | 0 | 0 | 0 | 0 | 0 | 0 | 0 | 1472.4589 | 40312.872 | 0 | 0 | 0 | 0 | 0 | 0 | 0 | 0 | 0 | 0 | 0 | 0 | 0 | 0 | 0 | 0 | 0 | 0 | 0 | 0 | 0 | 0 | 0 | 0 | 0 | 0 | 0 | 0
CT | Cap Ex | [9 empty] | 0 | 0 | 0 | 0 | 0 | 0 | 0 | 0 | 0 | 0 | 0 | 0 | 0 | 0 | 0 | 0 | 0 | 0 | 0 | 0 | 0 | 0 | 0 | 0 | 0 | 1438.7385 | 37574.1909 | 104054.5906 | 0 | 0 | 0 | 0 | 0 | 0 | 0 | 0 | 0 | 0 | 0 | 0 | 0 | 0 | 0 | 0 | 0 | 0 | 0 | 0 | 0 | 0 | 0 | 0 | 0 | 0 | 0 | 0 | 143067.52
| AFUDC | 6.25% | [8 empty] | 0 | 0 | 0 | 0 | 0 | 0 | 0 | 0 | 0 | 0 | 0 | 0 | 0 | 0 | 0 | 0 | 0 | 0 | 0 | 0 | 0 | 0 | 0 | 0 | 0 | 33.7204 | 1266.2222 | 5290.3221 | 0 | 0 | 0 | 0 | 0 | 0 | 0 | 0 | 0 | 0 | 0 | 0 | 0 | 0 | 0 | 0 | 0 | 0 | 0 | 0 | 0 | 0 | 0 | 0 | 0 | 0 | 0 | 0
| Ending balance | [9 empty] | 0 | 0 | 0 | 0 | 0 | 0 | 0 | 0 | 0 | 0 | 0 | 0 | 0 | 0 | 0 | 0 | 0 | 0 | 0 | 0 | 0 | 0 | 0 | 0 | 0 | 1472.4589 | 40312.872 | 149657.7847 | 0 | 0 | 0 | 0 | 0 | 0 | 0 | 0 | 0 | 0 | 0 | 0 | 0 | 0 | 0 | 0 | 0 | 0 | 0 | 0 | 0 | 0 | 0 | 0 | 0 | 0 | 0 | 0
| In-Svc / Svc LIfe / Ins Rate |  |  | 149657.7847 | 25 | 0.03%
Return on Rate Base:
| Beginning NBV | [9 empty] | 0 | 0 | 0 | 0 | 0 | 0 | 0 | 0 | 0 | 0 | 0 | 0 | 0 | 0 | 0 | 0 | 0 | 0 | 0 | 0 | 0 | 0 | 0 | 0 | 0 | 0 | 0 | 149657.7847 | 149158.9254 | 143172.614 | 137186.3026 | 131199.9912 | 125213.6799 | 119227.3685 | 113241.0571 | 107254.7457 | 101268.4343 | 95282.1229 | 89295.8115 | 83309.5001 | 77323.1888 | 71336.8774 | 65350.566 | 59364.2546 | 53377.9432 | 47391.6318 | 41405.3204 | 35419.009 | 29432.6977 | 23446.3863 | 17460.0749 | 11473.7635 | 5487.4521 | 0 | 0 | 0
| Depreciation | [9 empty] | 0 | 0 | 0 | 0 | 0 | 0 | 0 | 0 | 0 | 0 | 0 | 0 | 0 | 0 | 0 | 0 | 0 | 0 | 0 | 0 | 0 | 0 | 0 | 0 | 0 | 0 | 0 | 498.8593 | 5986.3114 | 5986.3114 | 5986.3114 | 5986.3114 | 5986.3114 | 5986.3114 | 5986.3114 | 5986.3114 | 5986.3114 | 5986.3114 | 5986.3114 | 5986.3114 | 5986.3114 | 5986.3114 | 5986.3114 | 5986.3114 | 5986.3114 | 5986.3114 | 5986.3114 | 5986.3114 | 5986.3114 | 5986.3114 | 5986.3114 | 5986.3114 | 5487.4521 | 0 | 0 | 0
| Ending NBV | [8 empty] | 0 | 0 | 0 | 0 | 0 | 0 | 0 | 0 | 0 | 0 | 0 | 0 | 0 | 0 | 0 | 0 | 0 | 0 | 0 | 0 | 0 | 0 | 0 | 0 | 0 | 0 | 0 | 0 | 149158.9254 | 143172.614 | 137186.3026 | 131199.9912 | 125213.6799 | 119227.3685 | 113241.0571 | 107254.7457 | 101268.4343 | 95282.1229 | 89295.8115 | 83309.5001 | 77323.1888 | 71336.8774 | 65350.566 | 59364.2546 | 53377.9432 | 47391.6318 | 41405.3204 | 35419.009 | 29432.6977 | 23446.3863 | 17460.0749 | 11473.7635 | 5487.4521 | 0 | 0 | 0 | 0
| Average NBV | [9 empty] | 0 | 0 | 0 | 0 | 0 | 0 | 0 | 0 | 0 | 0 | 0 | 0 | 0 | 0 | 0 | 0 | 0 | 0 | 0 | 0 | 0 | 0 | 0 | 0 | 0 | 0 | 0 | 12450.6963 | 146165.7697 | 140179.4583 | 134193.1469 | 128206.8356 | 122220.5242 | 116234.2128 | 110247.9014 | 104261.59 | 98275.2786 | 92288.9672 | 86302.6558 | 80316.3445 | 74330.0331 | 68343.7217 | 62357.4103 | 56371.0989 | 50384.7875 | 44398.4761 | 38412.1647 | 32425.8533 | 26439.542 | 20453.2306 | 14466.9192 | 8480.6078 | 2743.7261 | 0 | 0 | 0
| RORB | [9 empty] | 0 | 0 | 0 | 0 | 0 | 0 | 0 | 0 | 0 | 0 | 0 | 0 | 0 | 0 | 0 | 0 | 0 | 0 | 0 | 0 | 0 | 0 | 0 | 0 | 0 | 0 | 0 | 871.5487 | 10231.6039 | 9812.5621 | 9393.5203 | 8974.4785 | 8555.4367 | 8136.3949 | 7717.3531 | 7298.3113 | 6879.2695 | 6460.2277 | 6041.1859 | 5622.1441 | 5203.1023 | 4784.0605 | 4365.0187 | 3945.9769 | 3526.9351 | 3107.8933 | 2688.8515 | 2269.8097 | 1850.7679 | 1431.7261 | 1012.6843 | 593.6425 | 192.0608 | 0 | 0 | 0
| Insurable Value | [9 empty] | 0 | 0 | 0 | 0 | 0 | 0 | 0 | 0 | 0 | 0 | 0 | 0 | 0 | 0 | 0 | 0 | 0 | 0 | 0 | 0 | 0 | 0 | 0 | 0 | 0 | 0 | 0 | 12471.4821 | 149657.7847 | 149657.7847 | 149657.7847 | 149657.7847 | 149657.7847 | 149657.7847 | 149657.7847 | 149657.7847 | 149657.7847 | 149657.7847 | 149657.7847 | 149657.7847 | 149657.7847 | 149657.7847 | 149657.7847 | 149657.7847 | 149657.7847 | 149657.7847 | 149657.7847 | 149657.7847 | 149657.7847 | 149657.7847 | 149657.7847 | 149657.7847 | 137186.3026 | 0 | 0 | 0
| Insurance | [9 empty] | 0 | 0 | 0 | 0 | 0 | 0 | 0 | 0 | 0 | 0 | 0 | 0 | 0 | 0 | 0 | 0 | 0 | 0 | 0 | 0 | 0 | 0 | 0 | 0 | 0 | 0 | 0 | 3.7414 | 44.8973 | 44.8973 | 44.8973 | 44.8973 | 44.8973 | 44.8973 | 44.8973 | 44.8973 | 44.8973 | 44.8973 | 44.8973 | 44.8973 | 44.8973 | 44.8973 | 44.8973 | 44.8973 | 44.8973 | 44.8973 | 44.8973 | 44.8973 | 44.8973 | 44.8973 | 44.8973 | 44.8973 | 41.1559 | 0 | 0 | 0
| Fixed charges | [9 empty] | 0 | 0 | 0 | 0 | 0 | 0 | 0 | 0 | 0 | 0 | 0 | 0 | 0 | 0 | 0 | 0 | 0 | 0 | 0 | 0 | 0 | 0 | 0 | 0 | 0 | 0 | 0 | 1374.1495 | 16262.8126 | 15843.7708 | 15424.729 | 15005.6872 | 14586.6454 | 14167.6036 | 13748.5618 | 13329.52 | 12910.4782 | 12491.4364 | 12072.3946 | 11653.3528 | 11234.311 | 10815.2692 | 10396.2274 | 9977.1856 | 9558.1438 | 9139.1021 | 8720.0603 | 8301.0185 | 7881.9767 | 7462.9349 | 7043.8931 | 6624.8513 | 5720.6688 | 0 | 0 | 0
9 | 50MW CT |  |  |  |  | NewGT | 2040 | 153474.0582 | 22922.3328 |  | 0 | 0 | 0 | 0 | 0 | 0 | 0 | 0 | 0 | 0 | 0 | 0 | 0 | 0 | 0 | 0 | 0 | 0 | 0 | 0 | 0 | 0 | 0 | 0 | 0 | 0 | 0 | 0 | 1409.1903 | 16677.5143 | 16247.787 | 15818.0596 | 15388.3322 | 14958.6049 | 14528.8775 | 14099.1501 | 13669.4228 | 13239.6954 | 12809.9681 | 12380.2407 | 11950.5133 | 11520.786 | 11091.0586 | 10661.3312 | 10231.6039 | 9801.8765 | 9372.1492 | 8942.4218 | 8512.6944 | 8082.9671 | 7653.2397 | 7223.5123 | 6793.785 | 5866.5459 | 0 | 0
| Jan 2012 $ | 72099.644
| Annual Cap Ex % | 0.0105 | 0.2674 | 0.7221 | 0 | 0
| Esc | 2.55%
| Constn Start | 2038 | 4
| Constn End | 2040 | 12
| Cum Esc Factor | [9 empty] | 1.0127 | 1.0385 | 1.065 | 1.0921 | 1.12 | 1.1485 | 1.1778 | 1.2079 | 1.2387 | 1.2702 | 1.3026 | 1.3359 | 1.3699 | 1.4049 | 1.4407 | 1.4774 | 1.5151 | 1.5537 | 1.5933 | 1.634 | 1.6756 | 1.7184 | 1.7622 | 1.8071 | 1.8532 | 1.9005 | 1.9489 | 1.9986 | 2.0496 | 2.1019 | 2.1554 | 2.2104 | 2.2668 | 2.3246 | 2.3839 | 2.4446 | 2.507 | 2.5709 | 2.6365 | 2.7037 | 2.7726 | 2.8433 | 2.9159 | 2.9902 | 3.0665 | 3.1447 | 3.2248 | 3.3071 | 3.3914 | 3.4779 | 3.5666 | 3.6575 | 3.7508 | 3.8464 | 3.9445 | 4.0451
Asset In-Svc:
| Opening balance | [9 empty] | 0 | 0 | 0 | 0 | 0 | 0 | 0 | 0 | 0 | 0 | 0 | 0 | 0 | 0 | 0 | 0 | 0 | 0 | 0 | 0 | 0 | 0 | 0 | 0 | 0 | 0 | 0 | 1510.0067 | 41340.8503 | 0 | 0 | 0 | 0 | 0 | 0 | 0 | 0 | 0 | 0 | 0 | 0 | 0 | 0 | 0 | 0 | 0 | 0 | 0 | 0 | 0 | 0 | 0 | 0 | 0 | 0 | 0
CT | Cap Ex | [9 empty] | 0 | 0 | 0 | 0 | 0 | 0 | 0 | 0 | 0 | 0 | 0 | 0 | 0 | 0 | 0 | 0 | 0 | 0 | 0 | 0 | 0 | 0 | 0 | 0 | 0 | 0 | 1475.4263 | 38532.3328 | 106707.9826 | 0 | 0 | 0 | 0 | 0 | 0 | 0 | 0 | 0 | 0 | 0 | 0 | 0 | 0 | 0 | 0 | 0 | 0 | 0 | 0 | 0 | 0 | 0 | 0 | 0 | 0 | 0 | 146715.7418
| AFUDC | 6.25% | [8 empty] | 0 | 0 | 0 | 0 | 0 | 0 | 0 | 0 | 0 | 0 | 0 | 0 | 0 | 0 | 0 | 0 | 0 | 0 | 0 | 0 | 0 | 0 | 0 | 0 | 0 | 0 | 34.5803 | 1298.5108 | 5425.2253 | 0 | 0 | 0 | 0 | 0 | 0 | 0 | 0 | 0 | 0 | 0 | 0 | 0 | 0 | 0 | 0 | 0 | 0 | 0 | 0 | 0 | 0 | 0 | 0 | 0 | 0 | 0
| Ending balance | [9 empty] | 0 | 0 | 0 | 0 | 0 | 0 | 0 | 0 | 0 | 0 | 0 | 0 | 0 | 0 | 0 | 0 | 0 | 0 | 0 | 0 | 0 | 0 | 0 | 0 | 0 | 0 | 1510.0067 | 41340.8503 | 153474.0582 | 0 | 0 | 0 | 0 | 0 | 0 | 0 | 0 | 0 | 0 | 0 | 0 | 0 | 0 | 0 | 0 | 0 | 0 | 0 | 0 | 0 | 0 | 0 | 0 | 0 | 0 | 0
| In-Svc / Svc LIfe / Ins Rate |  |  | 153474.0582 | 25 | 0.03%
Return on Rate Base:
| Beginning NBV | [9 empty] | 0 | 0 | 0 | 0 | 0 | 0 | 0 | 0 | 0 | 0 | 0 | 0 | 0 | 0 | 0 | 0 | 0 | 0 | 0 | 0 | 0 | 0 | 0 | 0 | 0 | 0 | 0 | 0 | 153474.0582 | 152962.478 | 146823.5157 | 140684.5533 | 134545.591 | 128406.6287 | 122267.6664 | 116128.704 | 109989.7417 | 103850.7794 | 97711.8171 | 91572.8547 | 85433.8924 | 79294.9301 | 73155.9677 | 67017.0054 | 60878.0431 | 54739.0808 | 48600.1184 | 42461.1561 | 36322.1938 | 30183.2314 | 24044.2691 | 17905.3068 | 11766.3445 | 5627.3821 | 0 | 0
| Depreciation | [9 empty] | 0 | 0 | 0 | 0 | 0 | 0 | 0 | 0 | 0 | 0 | 0 | 0 | 0 | 0 | 0 | 0 | 0 | 0 | 0 | 0 | 0 | 0 | 0 | 0 | 0 | 0 | 0 | 0 | 511.5802 | 6138.9623 | 6138.9623 | 6138.9623 | 6138.9623 | 6138.9623 | 6138.9623 | 6138.9623 | 6138.9623 | 6138.9623 | 6138.9623 | 6138.9623 | 6138.9623 | 6138.9623 | 6138.9623 | 6138.9623 | 6138.9623 | 6138.9623 | 6138.9623 | 6138.9623 | 6138.9623 | 6138.9623 | 6138.9623 | 6138.9623 | 6138.9623 | 5627.3821 | 0 | 0
| Ending NBV | [8 empty] | 0 | 0 | 0 | 0 | 0 | 0 | 0 | 0 | 0 | 0 | 0 | 0 | 0 | 0 | 0 | 0 | 0 | 0 | 0 | 0 | 0 | 0 | 0 | 0 | 0 | 0 | 0 | 0 | 0 | 152962.478 | 146823.5157 | 140684.5533 | 134545.591 | 128406.6287 | 122267.6664 | 116128.704 | 109989.7417 | 103850.7794 | 97711.8171 | 91572.8547 | 85433.8924 | 79294.9301 | 73155.9677 | 67017.0054 | 60878.0431 | 54739.0808 | 48600.1184 | 42461.1561 | 36322.1938 | 30183.2314 | 24044.2691 | 17905.3068 | 11766.3445 | 5627.3821 | 0 | 0 | 0
| Average NBV | [9 empty] | 0 | 0 | 0 | 0 | 0 | 0 | 0 | 0 | 0 | 0 | 0 | 0 | 0 | 0 | 0 | 0 | 0 | 0 | 0 | 0 | 0 | 0 | 0 | 0 | 0 | 0 | 0 | 0 | 12768.189 | 149892.9968 | 143754.0345 | 137615.0722 | 131476.1099 | 125337.1475 | 119198.1852 | 113059.2229 | 106920.2605 | 100781.2982 | 94642.3359 | 88503.3736 | 82364.4112 | 76225.4489 | 70086.4866 | 63947.5242 | 57808.5619 | 51669.5996 | 45530.6373 | 39391.6749 | 33252.7126 | 27113.7503 | 20974.788 | 14835.8256 | 8696.8633 | 2813.6911 | 0 | 0
| RORB | [9 empty] | 0 | 0 | 0 | 0 | 0 | 0 | 0 | 0 | 0 | 0 | 0 | 0 | 0 | 0 | 0 | 0 | 0 | 0 | 0 | 0 | 0 | 0 | 0 | 0 | 0 | 0 | 0 | 0 | 893.7732 | 10492.5098 | 10062.7824 | 9633.0551 | 9203.3277 | 8773.6003 | 8343.873 | 7914.1456 | 7484.4182 | 7054.6909 | 6624.9635 | 6195.2361 | 5765.5088 | 5335.7814 | 4906.0541 | 4476.3267 | 4046.5993 | 3616.872 | 3187.1446 | 2757.4172 | 2327.6899 | 1897.9625 | 1468.2352 | 1038.5078 | 608.7804 | 196.9584 | 0 | 0
| Insurable Value | [9 empty] | 0 | 0 | 0 | 0 | 0 | 0 | 0 | 0 | 0 | 0 | 0 | 0 | 0 | 0 | 0 | 0 | 0 | 0 | 0 | 0 | 0 | 0 | 0 | 0 | 0 | 0 | 0 | 0 | 12789.5048 | 153474.0582 | 153474.0582 | 153474.0582 | 153474.0582 | 153474.0582 | 153474.0582 | 153474.0582 | 153474.0582 | 153474.0582 | 153474.0582 | 153474.0582 | 153474.0582 | 153474.0582 | 153474.0582 | 153474.0582 | 153474.0582 | 153474.0582 | 153474.0582 | 153474.0582 | 153474.0582 | 153474.0582 | 153474.0582 | 153474.0582 | 153474.0582 | 140684.5533 | 0 | 0
| Insurance | [9 empty] | 0 | 0 | 0 | 0 | 0 | 0 | 0 | 0 | 0 | 0 | 0 | 0 | 0 | 0 | 0 | 0 | 0 | 0 | 0 | 0 | 0 | 0 | 0 | 0 | 0 | 0 | 0 | 0 | 3.8369 | 46.0422 | 46.0422 | 46.0422 | 46.0422 | 46.0422 | 46.0422 | 46.0422 | 46.0422 | 46.0422 | 46.0422 | 46.0422 | 46.0422 | 46.0422 | 46.0422 | 46.0422 | 46.0422 | 46.0422 | 46.0422 | 46.0422 | 46.0422 | 46.0422 | 46.0422 | 46.0422 | 46.0422 | 42.2054 | 0 | 0
| Fixed charges | [9 empty] | 0 | 0 | 0 | 0 | 0 | 0 | 0 | 0 | 0 | 0 | 0 | 0 | 0 | 0 | 0 | 0 | 0 | 0 | 0 | 0 | 0 | 0 | 0 | 0 | 0 | 0 | 0 | 0 | 1409.1903 | 16677.5143 | 16247.787 | 15818.0596 | 15388.3322 | 14958.6049 | 14528.8775 | 14099.1501 | 13669.4228 | 13239.6954 | 12809.9681 | 12380.2407 | 11950.5133 | 11520.786 | 11091.0586 | 10661.3312 | 10231.6039 | 9801.8765 | 9372.1492 | 8942.4218 | 8512.6944 | 8082.9671 | 7653.2397 | 7223.5123 | 6793.785 | 5866.5459 | 0 | 0
10 | 50MW CT |  |  |  |  | NewGT | 2043 | 165516.758 | 20036.57 |  | 0 | 0 | 0 | 0 | 0 | 0 | 0 | 0 | 0 | 0 | 0 | 0 | 0 | 0 | 0 | 0 | 0 | 0 | 0 | 0 | 0 | 0 | 0 | 0 | 0 | 0 | 0 | 0 | 0 | 0 | 0 | 1519.7657 | 17986.1544 | 17522.7074 | 17059.2605 | 16595.8136 | 16132.3667 | 15668.9198 | 15205.4728 | 14742.0259 | 14278.579 | 13815.1321 | 13351.6851 | 12888.2382 | 12424.7913 | 11961.3444 | 11497.8975 | 11034.4505 | 10571.0036 | 10107.5567 | 9644.1098 | 9180.6628 | 8717.2159 | 8253.769 | 7790.3221 | 7326.8752
| Jan 2012 $ | 72099.644
| Annual Cap Ex % | 0.0105 | 0.2674 | 0.7221 | 0 | 0
| Esc | 2.55%
| Constn Start | 2041 | 4
| Constn End | 2043 | 12
| Cum Esc Factor | [9 empty] | 1.0127 | 1.0385 | 1.065 | 1.0921 | 1.12 | 1.1485 | 1.1778 | 1.2079 | 1.2387 | 1.2702 | 1.3026 | 1.3359 | 1.3699 | 1.4049 | 1.4407 | 1.4774 | 1.5151 | 1.5537 | 1.5933 | 1.634 | 1.6756 | 1.7184 | 1.7622 | 1.8071 | 1.8532 | 1.9005 | 1.9489 | 1.9986 | 2.0496 | 2.1019 | 2.1554 | 2.2104 | 2.2668 | 2.3246 | 2.3839 | 2.4446 | 2.507 | 2.5709 | 2.6365 | 2.7037 | 2.7726 | 2.8433 | 2.9159 | 2.9902 | 3.0665 | 3.1447 | 3.2248 | 3.3071 | 3.3914 | 3.4779 | 3.5666 | 3.6575 | 3.7508 | 3.8464 | 3.9445 | 4.0451
Asset In-Svc:
| Opening balance | [9 empty] | 0 | 0 | 0 | 0 | 0 | 0 | 0 | 0 | 0 | 0 | 0 | 0 | 0 | 0 | 0 | 0 | 0 | 0 | 0 | 0 | 0 | 0 | 0 | 0 | 0 | 0 | 0 | 0 | 0 | 0 | 1628.4928 | 44584.7565 | 0 | 0 | 0 | 0 | 0 | 0 | 0 | 0 | 0 | 0 | 0 | 0 | 0 | 0 | 0 | 0 | 0 | 0 | 0 | 0 | 0 | 0 | 0 | 0
CT | Cap Ex | [9 empty] | 0 | 0 | 0 | 0 | 0 | 0 | 0 | 0 | 0 | 0 | 0 | 0 | 0 | 0 | 0 | 0 | 0 | 0 | 0 | 0 | 0 | 0 | 0 | 0 | 0 | 0 | 0 | 0 | 0 | 1591.1991 | 41555.8621 | 115081.0733 | 0 | 0 | 0 | 0 | 0 | 0 | 0 | 0 | 0 | 0 | 0 | 0 | 0 | 0 | 0 | 0 | 0 | 0 | 0 | 0 | 0 | 0 | 0 | 0 | 158228.1345
| AFUDC | 6.25% | [8 empty] | 0 | 0 | 0 | 0 | 0 | 0 | 0 | 0 | 0 | 0 | 0 | 0 | 0 | 0 | 0 | 0 | 0 | 0 | 0 | 0 | 0 | 0 | 0 | 0 | 0 | 0 | 0 | 0 | 0 | 37.2937 | 1400.4015 | 5850.9283 | 0 | 0 | 0 | 0 | 0 | 0 | 0 | 0 | 0 | 0 | 0 | 0 | 0 | 0 | 0 | 0 | 0 | 0 | 0 | 0 | 0 | 0 | 0 | 0
| Ending balance | [9 empty] | 0 | 0 | 0 | 0 | 0 | 0 | 0 | 0 | 0 | 0 | 0 | 0 | 0 | 0 | 0 | 0 | 0 | 0 | 0 | 0 | 0 | 0 | 0 | 0 | 0 | 0 | 0 | 0 | 0 | 1628.4928 | 44584.7565 | 165516.758 | 0 | 0 | 0 | 0 | 0 | 0 | 0 | 0 | 0 | 0 | 0 | 0 | 0 | 0 | 0 | 0 | 0 | 0 | 0 | 0 | 0 | 0 | 0 | 0
| In-Svc / Svc LIfe / Ins Rate |  |  | 165516.758 | 25 | 0.03%
Return on Rate Base:
| Beginning NBV | [9 empty] | 0 | 0 | 0 | 0 | 0 | 0 | 0 | 0 | 0 | 0 | 0 | 0 | 0 | 0 | 0 | 0 | 0 | 0 | 0 | 0 | 0 | 0 | 0 | 0 | 0 | 0 | 0 | 0 | 0 | 0 | 0 | 165516.758 | 164965.0355 | 158344.3651 | 151723.6948 | 145103.0245 | 138482.3542 | 131861.6839 | 125241.0135 | 118620.3432 | 111999.6729 | 105379.0026 | 98758.3323 | 92137.6619 | 85516.9916 | 78896.3213 | 72275.651 | 65654.9807 | 59034.3103 | 52413.64 | 45792.9697 | 39172.2994 | 32551.6291 | 25930.9588 | 19310.2884 | 12689.6181
| Depreciation | [9 empty] | 0 | 0 | 0 | 0 | 0 | 0 | 0 | 0 | 0 | 0 | 0 | 0 | 0 | 0 | 0 | 0 | 0 | 0 | 0 | 0 | 0 | 0 | 0 | 0 | 0 | 0 | 0 | 0 | 0 | 0 | 0 | 551.7225 | 6620.6703 | 6620.6703 | 6620.6703 | 6620.6703 | 6620.6703 | 6620.6703 | 6620.6703 | 6620.6703 | 6620.6703 | 6620.6703 | 6620.6703 | 6620.6703 | 6620.6703 | 6620.6703 | 6620.6703 | 6620.6703 | 6620.6703 | 6620.6703 | 6620.6703 | 6620.6703 | 6620.6703 | 6620.6703 | 6620.6703 | 6620.6703
| Ending NBV | [8 empty] | 0 | 0 | 0 | 0 | 0 | 0 | 0 | 0 | 0 | 0 | 0 | 0 | 0 | 0 | 0 | 0 | 0 | 0 | 0 | 0 | 0 | 0 | 0 | 0 | 0 | 0 | 0 | 0 | 0 | 0 | 0 | 0 | 164965.0355 | 158344.3651 | 151723.6948 | 145103.0245 | 138482.3542 | 131861.6839 | 125241.0135 | 118620.3432 | 111999.6729 | 105379.0026 | 98758.3323 | 92137.6619 | 85516.9916 | 78896.3213 | 72275.651 | 65654.9807 | 59034.3103 | 52413.64 | 45792.9697 | 39172.2994 | 32551.6291 | 25930.9588 | 19310.2884 | 12689.6181 | 6068.9478
| Average NBV | [9 empty] | 0 | 0 | 0 | 0 | 0 | 0 | 0 | 0 | 0 | 0 | 0 | 0 | 0 | 0 | 0 | 0 | 0 | 0 | 0 | 0 | 0 | 0 | 0 | 0 | 0 | 0 | 0 | 0 | 0 | 0 | 0 | 13770.0747 | 161654.7003 | 155034.03 | 148413.3597 | 141792.6893 | 135172.019 | 128551.3487 | 121930.6784 | 115310.0081 | 108689.3377 | 102068.6674 | 95447.9971 | 88827.3268 | 82206.6565 | 75585.9861 | 68965.3158 | 62344.6455 | 55723.9752 | 49103.3049 | 42482.6345 | 35861.9642 | 29241.2939 | 22620.6236 | 15999.9533 | 9379.283
| RORB | [9 empty] | 0 | 0 | 0 | 0 | 0 | 0 | 0 | 0 | 0 | 0 | 0 | 0 | 0 | 0 | 0 | 0 | 0 | 0 | 0 | 0 | 0 | 0 | 0 | 0 | 0 | 0 | 0 | 0 | 0 | 0 | 0 | 963.9052 | 11315.829 | 10852.3821 | 10388.9352 | 9925.4883 | 9462.0413 | 8998.5944 | 8535.1475 | 8071.7006 | 7608.2536 | 7144.8067 | 6681.3598 | 6217.9129 | 5754.466 | 5291.019 | 4827.5721 | 4364.1252 | 3900.6783 | 3437.2313 | 2973.7844 | 2510.3375 | 2046.8906 | 1583.4437 | 1119.9967 | 656.5498
| Insurable Value | [9 empty] | 0 | 0 | 0 | 0 | 0 | 0 | 0 | 0 | 0 | 0 | 0 | 0 | 0 | 0 | 0 | 0 | 0 | 0 | 0 | 0 | 0 | 0 | 0 | 0 | 0 | 0 | 0 | 0 | 0 | 0 | 0 | 13793.0632 | 165516.758 | 165516.758 | 165516.758 | 165516.758 | 165516.758 | 165516.758 | 165516.758 | 165516.758 | 165516.758 | 165516.758 | 165516.758 | 165516.758 | 165516.758 | 165516.758 | 165516.758 | 165516.758 | 165516.758 | 165516.758 | 165516.758 | 165516.758 | 165516.758 | 165516.758 | 165516.758 | 165516.758
| Insurance | [9 empty] | 0 | 0 | 0 | 0 | 0 | 0 | 0 | 0 | 0 | 0 | 0 | 0 | 0 | 0 | 0 | 0 | 0 | 0 | 0 | 0 | 0 | 0 | 0 | 0 | 0 | 0 | 0 | 0 | 0 | 0 | 0 | 4.1379 | 49.655 | 49.655 | 49.655 | 49.655 | 49.655 | 49.655 | 49.655 | 49.655 | 49.655 | 49.655 | 49.655 | 49.655 | 49.655 | 49.655 | 49.655 | 49.655 | 49.655 | 49.655 | 49.655 | 49.655 | 49.655 | 49.655 | 49.655 | 49.655
| Fixed charges | [9 empty] | 0 | 0 | 0 | 0 | 0 | 0 | 0 | 0 | 0 | 0 | 0 | 0 | 0 | 0 | 0 | 0 | 0 | 0 | 0 | 0 | 0 | 0 | 0 | 0 | 0 | 0 | 0 | 0 | 0 | 0 | 0 | 1519.7657 | 17986.1544 | 17522.7074 | 17059.2605 | 16595.8136 | 16132.3667 | 15668.9198 | 15205.4728 | 14742.0259 | 14278.579 | 13815.1321 | 13351.6851 | 12888.2382 | 12424.7913 | 11961.3444 | 11497.8975 | 11034.4505 | 10571.0036 | 10107.5567 | 9644.1098 | 9180.6628 | 8717.2159 | 8253.769 | 7790.3221 | 7326.8752
11 | Holyrood CP5 |  |  |  |  | HRD | 2042 | 35591.9713 | 4186.2164 |  | 0 | 0 | 0 | 0 | 0 | 0 | 0 | 0 | 0 | 0 | 0 | 0 | 0 | 0 | 0 | 0 | 0 | 0 | 0 | 0 | 0 | 0 | 0 | 0 | 0 | 0 | 0 | 0 | 0 | 0 | 257.7987 | 3071.0928 | 3029.5688 | 2988.0449 | 2946.5209 | 2904.9969 | 2863.473 | 2821.949 | 2780.425 | 2738.9011 | 2697.3771 | 2655.8531 | 2614.3292 | 2572.8052 | 2531.2812 | 2489.7573 | 2448.2333 | 2406.7093 | 2365.1854 | 2323.6614 | 2282.1374 | 2240.6135 | 2199.0895 | 2157.5655 | 2116.0416 | 2074.5176
| Jan 2012 $ | 17500
| Annual Cap Ex % | 0.2 | 0.2 | 0.2 | 0.2 | 0.2
| Esc | 2.52%
| Constn Start | 2038 | 1
| Constn End | 2042 | 12
| Cum Esc Factor | [9 empty] | 1.0125 | 1.038 | 1.0642 | 1.091 | 1.1185 | 1.1467 | 1.1756 | 1.2052 | 1.2356 | 1.2667 | 1.2986 | 1.3314 | 1.3649 | 1.3993 | 1.4346 | 1.4707 | 1.5078 | 1.5458 | 1.5847 | 1.6247 | 1.6656 | 1.7076 | 1.7506 | 1.7947 | 1.84 | 1.8863 | 1.9339 | 1.9826 | 2.0326 | 2.0838 | 2.1363 | 2.1901 | 2.2453 | 2.3019 | 2.3599 | 2.4194 | 2.4804 | 2.5429 | 2.6069 | 2.6726 | 2.74 | 2.809 | 2.8798 | 2.9524 | 3.0268 | 3.1031 | 3.1813 | 3.2614 | 3.3436 | 3.4279 | 3.5143 | 3.6028 | 3.6936 | 3.7867 | 3.8821 | 3.9799
Asset In-Svc:
| Opening balance | [9 empty] | 0 | 0 | 0 | 0 | 0 | 0 | 0 | 0 | 0 | 0 | 0 | 0 | 0 | 0 | 0 | 0 | 0 | 0 | 0 | 0 | 0 | 0 | 0 | 0 | 0 | 0 | 0 | 6768.5537 | 13707.6749 | 20821.662 | 28114.9216 | 0 | 0 | 0 | 0 | 0 | 0 | 0 | 0 | 0 | 0 | 0 | 0 | 0 | 0 | 0 | 0 | 0 | 0 | 0 | 0 | 0 | 0 | 0 | 0 | 0
HRD | Cap Ex | [9 empty] | 0 | 0 | 0 | 0 | 0 | 0 | 0 | 0 | 0 | 0 | 0 | 0 | 0 | 0 | 0 | 0 | 0 | 0 | 0 | 0 | 0 | 0 | 0 | 0 | 0 | 0 | 6768.5537 | 6939.1212 | 7113.9871 | 7293.2596 | 7477.0497 | 0 | 0 | 0 | 0 | 0 | 0 | 0 | 0 | 0 | 0 | 0 | 0 | 0 | 0 | 0 | 0 | 0 | 0 | 0 | 0 | 0 | 0 | 0 | 0 | 0 | 35591.9713
| AFUDC | 0% | [8 empty] | 0 | 0 | 0 | 0 | 0 | 0 | 0 | 0 | 0 | 0 | 0 | 0 | 0 | 0 | 0 | 0 | 0 | 0 | 0 | 0 | 0 | 0 | 0 | 0 | 0 | 0 | 0 | 0 | 0 | 0 | 0 | 0 | 0 | 0 | 0 | 0 | 0 | 0 | 0 | 0 | 0 | 0 | 0 | 0 | 0 | 0 | 0 | 0 | 0 | 0 | 0 | 0 | 0 | 0 | 0 | 0
| Ending balance | [9 empty] | 0 | 0 | 0 | 0 | 0 | 0 | 0 | 0 | 0 | 0 | 0 | 0 | 0 | 0 | 0 | 0 | 0 | 0 | 0 | 0 | 0 | 0 | 0 | 0 | 0 | 0 | 6768.5537 | 13707.6749 | 20821.662 | 28114.9216 | 35591.9713 | 0 | 0 | 0 | 0 | 0 | 0 | 0 | 0 | 0 | 0 | 0 | 0 | 0 | 0 | 0 | 0 | 0 | 0 | 0 | 0 | 0 | 0 | 0 | 0 | 0
| In-Svc / Svc LIfe / Ins Rate |  |  | 35591.9713 | 60 | 0.03%
Return on Rate Base:
| Beginning NBV | [9 empty] | 0 | 0 | 0 | 0 | 0 | 0 | 0 | 0 | 0 | 0 | 0 | 0 | 0 | 0 | 0 | 0 | 0 | 0 | 0 | 0 | 0 | 0 | 0 | 0 | 0 | 0 | 0 | 0 | 0 | 0 | 35591.9713 | 35542.538 | 34949.3385 | 34356.139 | 33762.9395 | 33169.74 | 32576.5404 | 31983.3409 | 31390.1414 | 30796.9419 | 30203.7423 | 29610.5428 | 29017.3433 | 28424.1438 | 27830.9443 | 27237.7447 | 26644.5452 | 26051.3457 | 25458.1462 | 24864.9466 | 24271.7471 | 23678.5476 | 23085.3481 | 22492.1486 | 21898.949 | 21305.7495
| Depreciation | [9 empty] | 0 | 0 | 0 | 0 | 0 | 0 | 0 | 0 | 0 | 0 | 0 | 0 | 0 | 0 | 0 | 0 | 0 | 0 | 0 | 0 | 0 | 0 | 0 | 0 | 0 | 0 | 0 | 0 | 0 | 0 | 49.4333 | 593.1995 | 593.1995 | 593.1995 | 593.1995 | 593.1995 | 593.1995 | 593.1995 | 593.1995 | 593.1995 | 593.1995 | 593.1995 | 593.1995 | 593.1995 | 593.1995 | 593.1995 | 593.1995 | 593.1995 | 593.1995 | 593.1995 | 593.1995 | 593.1995 | 593.1995 | 593.1995 | 593.1995 | 593.1995
| Ending NBV | [8 empty] | 0 | 0 | 0 | 0 | 0 | 0 | 0 | 0 | 0 | 0 | 0 | 0 | 0 | 0 | 0 | 0 | 0 | 0 | 0 | 0 | 0 | 0 | 0 | 0 | 0 | 0 | 0 | 0 | 0 | 0 | 0 | 35542.538 | 34949.3385 | 34356.139 | 33762.9395 | 33169.74 | 32576.5404 | 31983.3409 | 31390.1414 | 30796.9419 | 30203.7423 | 29610.5428 | 29017.3433 | 28424.1438 | 27830.9443 | 27237.7447 | 26644.5452 | 26051.3457 | 25458.1462 | 24864.9466 | 24271.7471 | 23678.5476 | 23085.3481 | 22492.1486 | 21898.949 | 21305.7495 | 20712.55
| Average NBV | [9 empty] | 0 | 0 | 0 | 0 | 0 | 0 | 0 | 0 | 0 | 0 | 0 | 0 | 0 | 0 | 0 | 0 | 0 | 0 | 0 | 0 | 0 | 0 | 0 | 0 | 0 | 0 | 0 | 0 | 0 | 0 | 2963.9379 | 35245.9383 | 34652.7388 | 34059.5392 | 33466.3397 | 32873.1402 | 32279.9407 | 31686.7411 | 31093.5416 | 30500.3421 | 29907.1426 | 29313.9431 | 28720.7435 | 28127.544 | 27534.3445 | 26941.145 | 26347.9454 | 25754.7459 | 25161.5464 | 24568.3469 | 23975.1474 | 23381.9478 | 22788.7483 | 22195.5488 | 21602.3493 | 21009.1497
| RORB | [9 empty] | 0 | 0 | 0 | 0 | 0 | 0 | 0 | 0 | 0 | 0 | 0 | 0 | 0 | 0 | 0 | 0 | 0 | 0 | 0 | 0 | 0 | 0 | 0 | 0 | 0 | 0 | 0 | 0 | 0 | 0 | 207.4757 | 2467.2157 | 2425.6917 | 2384.1677 | 2342.6438 | 2301.1198 | 2259.5958 | 2218.0719 | 2176.5479 | 2135.0239 | 2093.5 | 2051.976 | 2010.452 | 1968.9281 | 1927.4041 | 1885.8801 | 1844.3562 | 1802.8322 | 1761.3082 | 1719.7843 | 1678.2603 | 1636.7363 | 1595.2124 | 1553.6884 | 1512.1644 | 1470.6405
| Insurable Value | [9 empty] | 0 | 0 | 0 | 0 | 0 | 0 | 0 | 0 | 0 | 0 | 0 | 0 | 0 | 0 | 0 | 0 | 0 | 0 | 0 | 0 | 0 | 0 | 0 | 0 | 0 | 0 | 0 | 0 | 0 | 0 | 2965.9976 | 35591.9713 | 35591.9713 | 35591.9713 | 35591.9713 | 35591.9713 | 35591.9713 | 35591.9713 | 35591.9713 | 35591.9713 | 35591.9713 | 35591.9713 | 35591.9713 | 35591.9713 | 35591.9713 | 35591.9713 | 35591.9713 | 35591.9713 | 35591.9713 | 35591.9713 | 35591.9713 | 35591.9713 | 35591.9713 | 35591.9713 | 35591.9713 | 35591.9713
| Insurance | [9 empty] | 0 | 0 | 0 | 0 | 0 | 0 | 0 | 0 | 0 | 0 | 0 | 0 | 0 | 0 | 0 | 0 | 0 | 0 | 0 | 0 | 0 | 0 | 0 | 0 | 0 | 0 | 0 | 0 | 0 | 0 | 0.8898 | 10.6776 | 10.6776 | 10.6776 | 10.6776 | 10.6776 | 10.6776 | 10.6776 | 10.6776 | 10.6776 | 10.6776 | 10.6776 | 10.6776 | 10.6776 | 10.6776 | 10.6776 | 10.6776 | 10.6776 | 10.6776 | 10.6776 | 10.6776 | 10.6776 | 10.6776 | 10.6776 | 10.6776 | 10.6776
| Fixed charges | [9 empty] | 0 | 0 | 0 | 0 | 0 | 0 | 0 | 0 | 0 | 0 | 0 | 0 | 0 | 0 | 0 | 0 | 0 | 0 | 0 | 0 | 0 | 0 | 0 | 0 | 0 | 0 | 0 | 0 | 0 | 0 | 257.7987 | 3071.0928 | 3029.5688 | 2988.0449 | 2946.5209 | 2904.9969 | 2863.473 | 2821.949 | 2780.425 | 2738.9011 | 2697.3771 | 2655.8531 | 2614.3292 | 2572.8052 | 2531.2812 | 2489.7573 | 2448.2333 | 2406.7093 | 2365.1854 | 2323.6614 | 2282.1374 | 2240.6135 | 2199.0895 | 2157.5655 | 2116.0416 | 2074.5176
12 | Holyrood CP5 |  |  |  |  | HRD | 2047 | 40308.3509 | 3137.1004 |  | 0 | 0 | 0 | 0 | 0 | 0 | 0 | 0 | 0 | 0 | 0 | 0 | 0 | 0 | 0 | 0 | 0 | 0 | 0 | 0 | 0 | 0 | 0 | 0 | 0 | 0 | 0 | 0 | 0 | 0 | 0 | 0 | 0 | 0 | 0 | 291.9603 | 3478.0508 | 3431.0244 | 3383.998 | 3336.9716 | 3289.9452 | 3242.9188 | 3195.8924 | 3148.866 | 3101.8396 | 3054.8132 | 3007.7868 | 2960.7603 | 2913.7339 | 2866.7075 | 2819.6811 | 2772.6547 | 2725.6283 | 2678.6019 | 2631.5755 | 2584.5491
| Jan 2012 $ | 17500
| Annual Cap Ex % | 0.2 | 0.2 | 0.2 | 0.2 | 0.2
| Esc | 2.52%
| Constn Start | 2043 | 1
| Constn End | 2047 | 12
| Cum Esc Factor | [9 empty] | 1.0125 | 1.038 | 1.0642 | 1.091 | 1.1185 | 1.1467 | 1.1756 | 1.2052 | 1.2356 | 1.2667 | 1.2986 | 1.3314 | 1.3649 | 1.3993 | 1.4346 | 1.4707 | 1.5078 | 1.5458 | 1.5847 | 1.6247 | 1.6656 | 1.7076 | 1.7506 | 1.7947 | 1.84 | 1.8863 | 1.9339 | 1.9826 | 2.0326 | 2.0838 | 2.1363 | 2.1901 | 2.2453 | 2.3019 | 2.3599 | 2.4194 | 2.4804 | 2.5429 | 2.6069 | 2.6726 | 2.74 | 2.809 | 2.8798 | 2.9524 | 3.0268 | 3.1031 | 3.1813 | 3.2614 | 3.3436 | 3.4279 | 3.5143 | 3.6028 | 3.6936 | 3.7867 | 3.8821 | 3.9799
Asset In-Svc:
| Opening balance | [9 empty] | 0 | 0 | 0 | 0 | 0 | 0 | 0 | 0 | 0 | 0 | 0 | 0 | 0 | 0 | 0 | 0 | 0 | 0 | 0 | 0 | 0 | 0 | 0 | 0 | 0 | 0 | 0 | 0 | 0 | 0 | 0 | 0 | 7665.4714 | 15524.1126 | 23580.7916 | 31840.499 | 0 | 0 | 0 | 0 | 0 | 0 | 0 | 0 | 0 | 0 | 0 | 0 | 0 | 0 | 0 | 0 | 0 | 0 | 0 | 0
HRD | Cap Ex | [9 empty] | 0 | 0 | 0 | 0 | 0 | 0 | 0 | 0 | 0 | 0 | 0 | 0 | 0 | 0 | 0 | 0 | 0 | 0 | 0 | 0 | 0 | 0 | 0 | 0 | 0 | 0 | 0 | 0 | 0 | 0 | 0 | 7665.4714 | 7858.6412 | 8056.679 | 8259.7073 | 8467.8519 | 0 | 0 | 0 | 0 | 0 | 0 | 0 | 0 | 0 | 0 | 0 | 0 | 0 | 0 | 0 | 0 | 0 | 0 | 0 | 0 | 40308.3509
| AFUDC | 0% | [8 empty] | 0 | 0 | 0 | 0 | 0 | 0 | 0 | 0 | 0 | 0 | 0 | 0 | 0 | 0 | 0 | 0 | 0 | 0 | 0 | 0 | 0 | 0 | 0 | 0 | 0 | 0 | 0 | 0 | 0 | 0 | 0 | 0 | 0 | 0 | 0 | 0 | 0 | 0 | 0 | 0 | 0 | 0 | 0 | 0 | 0 | 0 | 0 | 0 | 0 | 0 | 0 | 0 | 0 | 0 | 0 | 0
| Ending balance | [9 empty] | 0 | 0 | 0 | 0 | 0 | 0 | 0 | 0 | 0 | 0 | 0 | 0 | 0 | 0 | 0 | 0 | 0 | 0 | 0 | 0 | 0 | 0 | 0 | 0 | 0 | 0 | 0 | 0 | 0 | 0 | 0 | 7665.4714 | 15524.1126 | 23580.7916 | 31840.499 | 40308.3509 | 0 | 0 | 0 | 0 | 0 | 0 | 0 | 0 | 0 | 0 | 0 | 0 | 0 | 0 | 0 | 0 | 0 | 0 | 0 | 0
| In-Svc / Svc LIfe / Ins Rate |  |  | 40308.3509 | 60 | 0.03%
Return on Rate Base:
| Beginning NBV | [9 empty] | 0 | 0 | 0 | 0 | 0 | 0 | 0 | 0 | 0 | 0 | 0 | 0 | 0 | 0 | 0 | 0 | 0 | 0 | 0 | 0 | 0 | 0 | 0 | 0 | 0 | 0 | 0 | 0 | 0 | 0 | 0 | 0 | 0 | 0 | 0 | 40308.3509 | 40252.3671 | 39580.5612 | 38908.7554 | 38236.9495 | 37565.1437 | 36893.3378 | 36221.532 | 35549.7261 | 34877.9203 | 34206.1144 | 33534.3086 | 32862.5027 | 32190.6969 | 31518.891 | 30847.0852 | 30175.2794 | 29503.4735 | 28831.6677 | 28159.8618 | 27488.056
| Depreciation | [9 empty] | 0 | 0 | 0 | 0 | 0 | 0 | 0 | 0 | 0 | 0 | 0 | 0 | 0 | 0 | 0 | 0 | 0 | 0 | 0 | 0 | 0 | 0 | 0 | 0 | 0 | 0 | 0 | 0 | 0 | 0 | 0 | 0 | 0 | 0 | 0 | 55.9838 | 671.8058 | 671.8058 | 671.8058 | 671.8058 | 671.8058 | 671.8058 | 671.8058 | 671.8058 | 671.8058 | 671.8058 | 671.8058 | 671.8058 | 671.8058 | 671.8058 | 671.8058 | 671.8058 | 671.8058 | 671.8058 | 671.8058 | 671.8058
| Ending NBV | [8 empty] | 0 | 0 | 0 | 0 | 0 | 0 | 0 | 0 | 0 | 0 | 0 | 0 | 0 | 0 | 0 | 0 | 0 | 0 | 0 | 0 | 0 | 0 | 0 | 0 | 0 | 0 | 0 | 0 | 0 | 0 | 0 | 0 | 0 | 0 | 0 | 0 | 40252.3671 | 39580.5612 | 38908.7554 | 38236.9495 | 37565.1437 | 36893.3378 | 36221.532 | 35549.7261 | 34877.9203 | 34206.1144 | 33534.3086 | 32862.5027 | 32190.6969 | 31518.891 | 30847.0852 | 30175.2794 | 29503.4735 | 28831.6677 | 28159.8618 | 27488.056 | 26816.2501
| Average NBV | [9 empty] | 0 | 0 | 0 | 0 | 0 | 0 | 0 | 0 | 0 | 0 | 0 | 0 | 0 | 0 | 0 | 0 | 0 | 0 | 0 | 0 | 0 | 0 | 0 | 0 | 0 | 0 | 0 | 0 | 0 | 0 | 0 | 0 | 0 | 0 | 0 | 3356.6966 | 39916.4641 | 39244.6583 | 38572.8525 | 37901.0466 | 37229.2408 | 36557.4349 | 35885.6291 | 35213.8232 | 34542.0174 | 33870.2115 | 33198.4057 | 32526.5998 | 31854.794 | 31182.9881 | 30511.1823 | 29839.3764 | 29167.5706 | 28495.7647 | 27823.9589 | 27152.153
| RORB | [9 empty] | 0 | 0 | 0 | 0 | 0 | 0 | 0 | 0 | 0 | 0 | 0 | 0 | 0 | 0 | 0 | 0 | 0 | 0 | 0 | 0 | 0 | 0 | 0 | 0 | 0 | 0 | 0 | 0 | 0 | 0 | 0 | 0 | 0 | 0 | 0 | 234.9688 | 2794.1525 | 2747.1261 | 2700.0997 | 2653.0733 | 2606.0469 | 2559.0204 | 2511.994 | 2464.9676 | 2417.9412 | 2370.9148 | 2323.8884 | 2276.862 | 2229.8356 | 2182.8092 | 2135.7828 | 2088.7563 | 2041.7299 | 1994.7035 | 1947.6771 | 1900.6507
| Insurable Value | [9 empty] | 0 | 0 | 0 | 0 | 0 | 0 | 0 | 0 | 0 | 0 | 0 | 0 | 0 | 0 | 0 | 0 | 0 | 0 | 0 | 0 | 0 | 0 | 0 | 0 | 0 | 0 | 0 | 0 | 0 | 0 | 0 | 0 | 0 | 0 | 0 | 3359.0292 | 40308.3509 | 40308.3509 | 40308.3509 | 40308.3509 | 40308.3509 | 40308.3509 | 40308.3509 | 40308.3509 | 40308.3509 | 40308.3509 | 40308.3509 | 40308.3509 | 40308.3509 | 40308.3509 | 40308.3509 | 40308.3509 | 40308.3509 | 40308.3509 | 40308.3509 | 40308.3509
| Insurance | [9 empty] | 0 | 0 | 0 | 0 | 0 | 0 | 0 | 0 | 0 | 0 | 0 | 0 | 0 | 0 | 0 | 0 | 0 | 0 | 0 | 0 | 0 | 0 | 0 | 0 | 0 | 0 | 0 | 0 | 0 | 0 | 0 | 0 | 0 | 0 | 0 | 1.0077 | 12.0925 | 12.0925 | 12.0925 | 12.0925 | 12.0925 | 12.0925 | 12.0925 | 12.0925 | 12.0925 | 12.0925 | 12.0925 | 12.0925 | 12.0925 | 12.0925 | 12.0925 | 12.0925 | 12.0925 | 12.0925 | 12.0925 | 12.0925
| Fixed charges | [9 empty] | 0 | 0 | 0 | 0 | 0 | 0 | 0 | 0 | 0 | 0 | 0 | 0 | 0 | 0 | 0 | 0 | 0 | 0 | 0 | 0 | 0 | 0 | 0 | 0 | 0 | 0 | 0 | 0 | 0 | 0 | 0 | 0 | 0 | 0 | 0 | 291.9603 | 3478.0508 | 3431.0244 | 3383.998 | 3336.9716 | 3289.9452 | 3242.9188 | 3195.8924 | 3148.866 | 3101.8396 | 3054.8132 | 3007.7868 | 2960.7603 | 2913.7339 | 2866.7075 | 2819.6811 | 2772.6547 | 2725.6283 | 2678.6019 | 2631.5755 | 2584.5491
13 | 50MW CT |  |  |  |  | NewGT | 2049 | 192511.1815 | 14377.808 |  | 0 | 0 | 0 | 0 | 0 | 0 | 0 | 0 | 0 | 0 | 0 | 0 | 0 | 0 | 0 | 0 | 0 | 0 | 0 | 0 | 0 | 0 | 0 | 0 | 0 | 0 | 0 | 0 | 0 | 0 | 0 | 0 | 0 | 0 | 0 | 0 | 0 | 1767.627 | 20919.5484 | 20380.5171 | 19841.4858 | 19302.4545 | 18763.4232 | 18224.3918 | 17685.3605 | 17146.3292 | 16607.2979 | 16068.2666 | 15529.2353 | 14990.204 | 14451.1727 | 13912.1414 | 13373.1101 | 12834.0788 | 12295.0475 | 11756.0161
| Jan 2012 $ | 72099.644
| Annual Cap Ex % | 0.0105 | 0.2674 | 0.7221 | 0 | 0
| Esc | 2.55%
| Constn Start | 2047 | 4
| Constn End | 2049 | 12
| Cum Esc Factor | [9 empty] | 1.0127 | 1.0385 | 1.065 | 1.0921 | 1.12 | 1.1485 | 1.1778 | 1.2079 | 1.2387 | 1.2702 | 1.3026 | 1.3359 | 1.3699 | 1.4049 | 1.4407 | 1.4774 | 1.5151 | 1.5537 | 1.5933 | 1.634 | 1.6756 | 1.7184 | 1.7622 | 1.8071 | 1.8532 | 1.9005 | 1.9489 | 1.9986 | 2.0496 | 2.1019 | 2.1554 | 2.2104 | 2.2668 | 2.3246 | 2.3839 | 2.4446 | 2.507 | 2.5709 | 2.6365 | 2.7037 | 2.7726 | 2.8433 | 2.9159 | 2.9902 | 3.0665 | 3.1447 | 3.2248 | 3.3071 | 3.3914 | 3.4779 | 3.5666 | 3.6575 | 3.7508 | 3.8464 | 3.9445 | 4.0451
Asset In-Svc:
| Opening balance | [9 empty] | 0 | 0 | 0 | 0 | 0 | 0 | 0 | 0 | 0 | 0 | 0 | 0 | 0 | 0 | 0 | 0 | 0 | 0 | 0 | 0 | 0 | 0 | 0 | 0 | 0 | 0 | 0 | 0 | 0 | 0 | 0 | 0 | 0 | 0 | 0 | 0 | 1894.0866 | 51856.164 | 0 | 0 | 0 | 0 | 0 | 0 | 0 | 0 | 0 | 0 | 0 | 0 | 0 | 0 | 0 | 0 | 0 | 0
CT | Cap Ex | [9 empty] | 0 | 0 | 0 | 0 | 0 | 0 | 0 | 0 | 0 | 0 | 0 | 0 | 0 | 0 | 0 | 0 | 0 | 0 | 0 | 0 | 0 | 0 | 0 | 0 | 0 | 0 | 0 | 0 | 0 | 0 | 0 | 0 | 0 | 0 | 0 | 1850.7106 | 48333.2819 | 133849.8509 | 0 | 0 | 0 | 0 | 0 | 0 | 0 | 0 | 0 | 0 | 0 | 0 | 0 | 0 | 0 | 0 | 0 | 0 | 184033.8434
| AFUDC | 6.25% | [8 empty] | 0 | 0 | 0 | 0 | 0 | 0 | 0 | 0 | 0 | 0 | 0 | 0 | 0 | 0 | 0 | 0 | 0 | 0 | 0 | 0 | 0 | 0 | 0 | 0 | 0 | 0 | 0 | 0 | 0 | 0 | 0 | 0 | 0 | 0 | 0 | 43.376 | 1628.7955 | 6805.1666 | 0 | 0 | 0 | 0 | 0 | 0 | 0 | 0 | 0 | 0 | 0 | 0 | 0 | 0 | 0 | 0 | 0 | 0
| Ending balance | [9 empty] | 0 | 0 | 0 | 0 | 0 | 0 | 0 | 0 | 0 | 0 | 0 | 0 | 0 | 0 | 0 | 0 | 0 | 0 | 0 | 0 | 0 | 0 | 0 | 0 | 0 | 0 | 0 | 0 | 0 | 0 | 0 | 0 | 0 | 0 | 0 | 1894.0866 | 51856.164 | 192511.1815 | 0 | 0 | 0 | 0 | 0 | 0 | 0 | 0 | 0 | 0 | 0 | 0 | 0 | 0 | 0 | 0 | 0 | 0
| In-Svc / Svc LIfe / Ins Rate |  |  | 192511.1815 | 25 | 0.03%
Return on Rate Base:
| Beginning NBV | [9 empty] | 0 | 0 | 0 | 0 | 0 | 0 | 0 | 0 | 0 | 0 | 0 | 0 | 0 | 0 | 0 | 0 | 0 | 0 | 0 | 0 | 0 | 0 | 0 | 0 | 0 | 0 | 0 | 0 | 0 | 0 | 0 | 0 | 0 | 0 | 0 | 0 | 0 | 192511.1815 | 191869.4775 | 184169.0303 | 176468.583 | 168768.1357 | 161067.6885 | 153367.2412 | 145666.794 | 137966.3467 | 130265.8995 | 122565.4522 | 114865.0049 | 107164.5577 | 99464.1104 | 91763.6632 | 84063.2159 | 76362.7686 | 68662.3214 | 60961.8741
| Depreciation | [9 empty] | 0 | 0 | 0 | 0 | 0 | 0 | 0 | 0 | 0 | 0 | 0 | 0 | 0 | 0 | 0 | 0 | 0 | 0 | 0 | 0 | 0 | 0 | 0 | 0 | 0 | 0 | 0 | 0 | 0 | 0 | 0 | 0 | 0 | 0 | 0 | 0 | 0 | 641.7039 | 7700.4473 | 7700.4473 | 7700.4473 | 7700.4473 | 7700.4473 | 7700.4473 | 7700.4473 | 7700.4473 | 7700.4473 | 7700.4473 | 7700.4473 | 7700.4473 | 7700.4473 | 7700.4473 | 7700.4473 | 7700.4473 | 7700.4473 | 7700.4473
| Ending NBV | [8 empty] | 0 | 0 | 0 | 0 | 0 | 0 | 0 | 0 | 0 | 0 | 0 | 0 | 0 | 0 | 0 | 0 | 0 | 0 | 0 | 0 | 0 | 0 | 0 | 0 | 0 | 0 | 0 | 0 | 0 | 0 | 0 | 0 | 0 | 0 | 0 | 0 | 0 | 0 | 191869.4775 | 184169.0303 | 176468.583 | 168768.1357 | 161067.6885 | 153367.2412 | 145666.794 | 137966.3467 | 130265.8995 | 122565.4522 | 114865.0049 | 107164.5577 | 99464.1104 | 91763.6632 | 84063.2159 | 76362.7686 | 68662.3214 | 60961.8741 | 53261.4269
| Average NBV | [9 empty] | 0 | 0 | 0 | 0 | 0 | 0 | 0 | 0 | 0 | 0 | 0 | 0 | 0 | 0 | 0 | 0 | 0 | 0 | 0 | 0 | 0 | 0 | 0 | 0 | 0 | 0 | 0 | 0 | 0 | 0 | 0 | 0 | 0 | 0 | 0 | 0 | 0 | 16015.8608 | 188019.2539 | 180318.8066 | 172618.3594 | 164917.9121 | 157217.4649 | 149517.0176 | 141816.5703 | 134116.1231 | 126415.6758 | 118715.2286 | 111014.7813 | 103314.3341 | 95613.8868 | 87913.4395 | 80212.9923 | 72512.545 | 64812.0978 | 57111.6505
| RORB | [9 empty] | 0 | 0 | 0 | 0 | 0 | 0 | 0 | 0 | 0 | 0 | 0 | 0 | 0 | 0 | 0 | 0 | 0 | 0 | 0 | 0 | 0 | 0 | 0 | 0 | 0 | 0 | 0 | 0 | 0 | 0 | 0 | 0 | 0 | 0 | 0 | 0 | 0 | 1121.1103 | 13161.3478 | 12622.3165 | 12083.2852 | 11544.2538 | 11005.2225 | 10466.1912 | 9927.1599 | 9388.1286 | 8849.0973 | 8310.066 | 7771.0347 | 7232.0034 | 6692.9721 | 6153.9408 | 5614.9095 | 5075.8782 | 4536.8468 | 3997.8155
| Insurable Value | [9 empty] | 0 | 0 | 0 | 0 | 0 | 0 | 0 | 0 | 0 | 0 | 0 | 0 | 0 | 0 | 0 | 0 | 0 | 0 | 0 | 0 | 0 | 0 | 0 | 0 | 0 | 0 | 0 | 0 | 0 | 0 | 0 | 0 | 0 | 0 | 0 | 0 | 0 | 16042.5985 | 192511.1815 | 192511.1815 | 192511.1815 | 192511.1815 | 192511.1815 | 192511.1815 | 192511.1815 | 192511.1815 | 192511.1815 | 192511.1815 | 192511.1815 | 192511.1815 | 192511.1815 | 192511.1815 | 192511.1815 | 192511.1815 | 192511.1815 | 192511.1815
| Insurance | [9 empty] | 0 | 0 | 0 | 0 | 0 | 0 | 0 | 0 | 0 | 0 | 0 | 0 | 0 | 0 | 0 | 0 | 0 | 0 | 0 | 0 | 0 | 0 | 0 | 0 | 0 | 0 | 0 | 0 | 0 | 0 | 0 | 0 | 0 | 0 | 0 | 0 | 0 | 4.8128 | 57.7534 | 57.7534 | 57.7534 | 57.7534 | 57.7534 | 57.7534 | 57.7534 | 57.7534 | 57.7534 | 57.7534 | 57.7534 | 57.7534 | 57.7534 | 57.7534 | 57.7534 | 57.7534 | 57.7534 | 57.7534
| Fixed charges | [9 empty] | 0 | 0 | 0 | 0 | 0 | 0 | 0 | 0 | 0 | 0 | 0 | 0 | 0 | 0 | 0 | 0 | 0 | 0 | 0 | 0 | 0 | 0 | 0 | 0 | 0 | 0 | 0 | 0 | 0 | 0 | 0 | 0 | 0 | 0 | 0 | 0 | 0 | 1767.627 | 20919.5484 | 20380.5171 | 19841.4858 | 19302.4545 | 18763.4232 | 18224.3918 | 17685.3605 | 17146.3292 | 16607.2979 | 16068.2666 | 15529.2353 | 14990.204 | 14451.1727 | 13912.1414 | 13373.1101 | 12834.0788 | 12295.0475 | 11756.0161
14 | Holyrood CP5 |  |  |  |  | HRD | 2052 | 45649.7095 | 2231.3306 |  | 0 | 0 | 0 | 0 | 0 | 0 | 0 | 0 | 0 | 0 | 0 | 0 | 0 | 0 | 0 | 0 | 0 | 0 | 0 | 0 | 0 | 0 | 0 | 0 | 0 | 0 | 0 | 0 | 0 | 0 | 0 | 0 | 0 | 0 | 0 | 0 | 0 | 0 | 0 | 0 | 330.6487 | 3938.9359 | 3885.6779 | 3832.4199 | 3779.1619 | 3725.9039 | 3672.6459 | 3619.3879 | 3566.1299 | 3512.872 | 3459.614 | 3406.356 | 3353.098 | 3299.84 | 3246.582 | 3193.324
| Jan 2012 $ | 17500
| Annual Cap Ex % | 0.2 | 0.2 | 0.2 | 0.2 | 0.2
| Esc | 2.52%
| Constn Start | 2048 | 1
| Constn End | 2052 | 12
| Cum Esc Factor | [9 empty] | 1.0125 | 1.038 | 1.0642 | 1.091 | 1.1185 | 1.1467 | 1.1756 | 1.2052 | 1.2356 | 1.2667 | 1.2986 | 1.3314 | 1.3649 | 1.3993 | 1.4346 | 1.4707 | 1.5078 | 1.5458 | 1.5847 | 1.6247 | 1.6656 | 1.7076 | 1.7506 | 1.7947 | 1.84 | 1.8863 | 1.9339 | 1.9826 | 2.0326 | 2.0838 | 2.1363 | 2.1901 | 2.2453 | 2.3019 | 2.3599 | 2.4194 | 2.4804 | 2.5429 | 2.6069 | 2.6726 | 2.74 | 2.809 | 2.8798 | 2.9524 | 3.0268 | 3.1031 | 3.1813 | 3.2614 | 3.3436 | 3.4279 | 3.5143 | 3.6028 | 3.6936 | 3.7867 | 3.8821 | 3.9799
Asset In-Svc:
| Opening balance | [9 empty] | 0 | 0 | 0 | 0 | 0 | 0 | 0 | 0 | 0 | 0 | 0 | 0 | 0 | 0 | 0 | 0 | 0 | 0 | 0 | 0 | 0 | 0 | 0 | 0 | 0 | 0 | 0 | 0 | 0 | 0 | 0 | 0 | 0 | 0 | 0 | 0 | 0 | 8681.2418 | 17581.2509 | 26705.5403 | 36059.7617 | 0 | 0 | 0 | 0 | 0 | 0 | 0 | 0 | 0 | 0 | 0 | 0 | 0 | 0 | 0
HRD | Cap Ex | [9 empty] | 0 | 0 | 0 | 0 | 0 | 0 | 0 | 0 | 0 | 0 | 0 | 0 | 0 | 0 | 0 | 0 | 0 | 0 | 0 | 0 | 0 | 0 | 0 | 0 | 0 | 0 | 0 | 0 | 0 | 0 | 0 | 0 | 0 | 0 | 0 | 0 | 8681.2418 | 8900.0091 | 9124.2893 | 9354.2214 | 9589.9478 | 0 | 0 | 0 | 0 | 0 | 0 | 0 | 0 | 0 | 0 | 0 | 0 | 0 | 0 | 0 | 45649.7095
| AFUDC | 0% | [8 empty] | 0 | 0 | 0 | 0 | 0 | 0 | 0 | 0 | 0 | 0 | 0 | 0 | 0 | 0 | 0 | 0 | 0 | 0 | 0 | 0 | 0 | 0 | 0 | 0 | 0 | 0 | 0 | 0 | 0 | 0 | 0 | 0 | 0 | 0 | 0 | 0 | 0 | 0 | 0 | 0 | 0 | 0 | 0 | 0 | 0 | 0 | 0 | 0 | 0 | 0 | 0 | 0 | 0 | 0 | 0 | 0
| Ending balance | [9 empty] | 0 | 0 | 0 | 0 | 0 | 0 | 0 | 0 | 0 | 0 | 0 | 0 | 0 | 0 | 0 | 0 | 0 | 0 | 0 | 0 | 0 | 0 | 0 | 0 | 0 | 0 | 0 | 0 | 0 | 0 | 0 | 0 | 0 | 0 | 0 | 0 | 8681.2418 | 17581.2509 | 26705.5403 | 36059.7617 | 45649.7095 | 0 | 0 | 0 | 0 | 0 | 0 | 0 | 0 | 0 | 0 | 0 | 0 | 0 | 0 | 0
| In-Svc / Svc LIfe / Ins Rate |  |  | 45649.7095 | 60 | 0.03%
Return on Rate Base:
| Beginning NBV | [9 empty] | 0 | 0 | 0 | 0 | 0 | 0 | 0 | 0 | 0 | 0 | 0 | 0 | 0 | 0 | 0 | 0 | 0 | 0 | 0 | 0 | 0 | 0 | 0 | 0 | 0 | 0 | 0 | 0 | 0 | 0 | 0 | 0 | 0 | 0 | 0 | 0 | 0 | 0 | 0 | 0 | 45649.7095 | 45586.3071 | 44825.4786 | 44064.6501 | 43303.8216 | 42542.9932 | 41782.1647 | 41021.3362 | 40260.5077 | 39499.6792 | 38738.8507 | 37978.0222 | 37217.1937 | 36456.3652 | 35695.5367 | 34934.7082
| Depreciation | [9 empty] | 0 | 0 | 0 | 0 | 0 | 0 | 0 | 0 | 0 | 0 | 0 | 0 | 0 | 0 | 0 | 0 | 0 | 0 | 0 | 0 | 0 | 0 | 0 | 0 | 0 | 0 | 0 | 0 | 0 | 0 | 0 | 0 | 0 | 0 | 0 | 0 | 0 | 0 | 0 | 0 | 63.4024 | 760.8285 | 760.8285 | 760.8285 | 760.8285 | 760.8285 | 760.8285 | 760.8285 | 760.8285 | 760.8285 | 760.8285 | 760.8285 | 760.8285 | 760.8285 | 760.8285 | 760.8285
| Ending NBV | [8 empty] | 0 | 0 | 0 | 0 | 0 | 0 | 0 | 0 | 0 | 0 | 0 | 0 | 0 | 0 | 0 | 0 | 0 | 0 | 0 | 0 | 0 | 0 | 0 | 0 | 0 | 0 | 0 | 0 | 0 | 0 | 0 | 0 | 0 | 0 | 0 | 0 | 0 | 0 | 0 | 0 | 0 | 45586.3071 | 44825.4786 | 44064.6501 | 43303.8216 | 42542.9932 | 41782.1647 | 41021.3362 | 40260.5077 | 39499.6792 | 38738.8507 | 37978.0222 | 37217.1937 | 36456.3652 | 35695.5367 | 34934.7082 | 34173.8797
| Average NBV | [9 empty] | 0 | 0 | 0 | 0 | 0 | 0 | 0 | 0 | 0 | 0 | 0 | 0 | 0 | 0 | 0 | 0 | 0 | 0 | 0 | 0 | 0 | 0 | 0 | 0 | 0 | 0 | 0 | 0 | 0 | 0 | 0 | 0 | 0 | 0 | 0 | 0 | 0 | 0 | 0 | 0 | 3801.5007 | 45205.8929 | 44445.0644 | 43684.2359 | 42923.4074 | 42162.5789 | 41401.7504 | 40640.9219 | 39880.0934 | 39119.2649 | 38358.4364 | 37597.608 | 36836.7795 | 36075.951 | 35315.1225 | 34554.294
| RORB | [9 empty] | 0 | 0 | 0 | 0 | 0 | 0 | 0 | 0 | 0 | 0 | 0 | 0 | 0 | 0 | 0 | 0 | 0 | 0 | 0 | 0 | 0 | 0 | 0 | 0 | 0 | 0 | 0 | 0 | 0 | 0 | 0 | 0 | 0 | 0 | 0 | 0 | 0 | 0 | 0 | 0 | 266.105 | 3164.4125 | 3111.1545 | 3057.8965 | 3004.6385 | 2951.3805 | 2898.1225 | 2844.8645 | 2791.6065 | 2738.3485 | 2685.0906 | 2631.8326 | 2578.5746 | 2525.3166 | 2472.0586 | 2418.8006
| Insurable Value | [9 empty] | 0 | 0 | 0 | 0 | 0 | 0 | 0 | 0 | 0 | 0 | 0 | 0 | 0 | 0 | 0 | 0 | 0 | 0 | 0 | 0 | 0 | 0 | 0 | 0 | 0 | 0 | 0 | 0 | 0 | 0 | 0 | 0 | 0 | 0 | 0 | 0 | 0 | 0 | 0 | 0 | 3804.1425 | 45649.7095 | 45649.7095 | 45649.7095 | 45649.7095 | 45649.7095 | 45649.7095 | 45649.7095 | 45649.7095 | 45649.7095 | 45649.7095 | 45649.7095 | 45649.7095 | 45649.7095 | 45649.7095 | 45649.7095
| Insurance | [9 empty] | 0 | 0 | 0 | 0 | 0 | 0 | 0 | 0 | 0 | 0 | 0 | 0 | 0 | 0 | 0 | 0 | 0 | 0 | 0 | 0 | 0 | 0 | 0 | 0 | 0 | 0 | 0 | 0 | 0 | 0 | 0 | 0 | 0 | 0 | 0 | 0 | 0 | 0 | 0 | 0 | 1.1412 | 13.6949 | 13.6949 | 13.6949 | 13.6949 | 13.6949 | 13.6949 | 13.6949 | 13.6949 | 13.6949 | 13.6949 | 13.6949 | 13.6949 | 13.6949 | 13.6949 | 13.6949
| Fixed charges | [9 empty] | 0 | 0 | 0 | 0 | 0 | 0 | 0 | 0 | 0 | 0 | 0 | 0 | 0 | 0 | 0 | 0 | 0 | 0 | 0 | 0 | 0 | 0 | 0 | 0 | 0 | 0 | 0 | 0 | 0 | 0 | 0 | 0 | 0 | 0 | 0 | 0 | 0 | 0 | 0 | 0 | 330.6487 | 3938.9359 | 3885.6779 | 3832.4199 | 3779.1619 | 3725.9039 | 3672.6459 | 3619.3879 | 3566.1299 | 3512.872 | 3459.614 | 3406.356 | 3353.098 | 3299.84 | 3246.582 | 3193.324
15 | 50MW CT |  |  |  |  | NewGT | 2054 | 218340.4911 | 10173.815 |  | 0 | 0 | 0 | 0 | 0 | 0 | 0 | 0 | 0 | 0 | 0 | 0 | 0 | 0 | 0 | 0 | 0 | 0 | 0 | 0 | 0 | 0 | 0 | 0 | 0 | 0 | 0 | 0 | 0 | 0 | 0 | 0 | 0 | 0 | 0 | 0 | 0 | 0 | 0 | 0 | 0 | 0 | 2004.7903 | 23726.3334 | 23114.98 | 22503.6266 | 21892.2732 | 21280.9199 | 20669.5665 | 20058.2131 | 19446.8597 | 18835.5064 | 18224.153 | 17612.7996 | 17001.4462 | 16390.0929
| Jan 2012 $ | 72099.644
| Annual Cap Ex % | 0.0105 | 0.2674 | 0.7221 | 0 | 0
| Esc | 2.55%
| Constn Start | 2052 | 4
| Constn End | 2054 | 12
| Cum Esc Factor | [9 empty] | 1.0127 | 1.0385 | 1.065 | 1.0921 | 1.12 | 1.1485 | 1.1778 | 1.2079 | 1.2387 | 1.2702 | 1.3026 | 1.3359 | 1.3699 | 1.4049 | 1.4407 | 1.4774 | 1.5151 | 1.5537 | 1.5933 | 1.634 | 1.6756 | 1.7184 | 1.7622 | 1.8071 | 1.8532 | 1.9005 | 1.9489 | 1.9986 | 2.0496 | 2.1019 | 2.1554 | 2.2104 | 2.2668 | 2.3246 | 2.3839 | 2.4446 | 2.507 | 2.5709 | 2.6365 | 2.7037 | 2.7726 | 2.8433 | 2.9159 | 2.9902 | 3.0665 | 3.1447 | 3.2248 | 3.3071 | 3.3914 | 3.4779 | 3.5666 | 3.6575 | 3.7508 | 3.8464 | 3.9445 | 4.0451
Asset In-Svc:
| Opening balance | [9 empty] | 0 | 0 | 0 | 0 | 0 | 0 | 0 | 0 | 0 | 0 | 0 | 0 | 0 | 0 | 0 | 0 | 0 | 0 | 0 | 0 | 0 | 0 | 0 | 0 | 0 | 0 | 0 | 0 | 0 | 0 | 0 | 0 | 0 | 0 | 0 | 0 | 0 | 0 | 0 | 0 | 0 | 2148.2171 | 58813.7282 | 0 | 0 | 0 | 0 | 0 | 0 | 0 | 0 | 0 | 0 | 0 | 0 | 0
CT | Cap Ex | [9 empty] | 0 | 0 | 0 | 0 | 0 | 0 | 0 | 0 | 0 | 0 | 0 | 0 | 0 | 0 | 0 | 0 | 0 | 0 | 0 | 0 | 0 | 0 | 0 | 0 | 0 | 0 | 0 | 0 | 0 | 0 | 0 | 0 | 0 | 0 | 0 | 0 | 0 | 0 | 0 | 0 | 2099.0213 | 54818.1795 | 151808.5441 | 0 | 0 | 0 | 0 | 0 | 0 | 0 | 0 | 0 | 0 | 0 | 0 | 0 | 208725.7449
| AFUDC | 6.25% | [8 empty] | 0 | 0 | 0 | 0 | 0 | 0 | 0 | 0 | 0 | 0 | 0 | 0 | 0 | 0 | 0 | 0 | 0 | 0 | 0 | 0 | 0 | 0 | 0 | 0 | 0 | 0 | 0 | 0 | 0 | 0 | 0 | 0 | 0 | 0 | 0 | 0 | 0 | 0 | 0 | 0 | 49.1958 | 1847.3317 | 7718.2188 | 0 | 0 | 0 | 0 | 0 | 0 | 0 | 0 | 0 | 0 | 0 | 0 | 0
| Ending balance | [9 empty] | 0 | 0 | 0 | 0 | 0 | 0 | 0 | 0 | 0 | 0 | 0 | 0 | 0 | 0 | 0 | 0 | 0 | 0 | 0 | 0 | 0 | 0 | 0 | 0 | 0 | 0 | 0 | 0 | 0 | 0 | 0 | 0 | 0 | 0 | 0 | 0 | 0 | 0 | 0 | 0 | 2148.2171 | 58813.7282 | 218340.4911 | 0 | 0 | 0 | 0 | 0 | 0 | 0 | 0 | 0 | 0 | 0 | 0 | 0
| In-Svc / Svc LIfe / Ins Rate |  |  | 218340.4911 | 25 | 0.03%
Return on Rate Base:
| Beginning NBV | [9 empty] | 0 | 0 | 0 | 0 | 0 | 0 | 0 | 0 | 0 | 0 | 0 | 0 | 0 | 0 | 0 | 0 | 0 | 0 | 0 | 0 | 0 | 0 | 0 | 0 | 0 | 0 | 0 | 0 | 0 | 0 | 0 | 0 | 0 | 0 | 0 | 0 | 0 | 0 | 0 | 0 | 0 | 0 | 218340.4911 | 217612.6895 | 208879.0698 | 200145.4502 | 191411.8306 | 182678.2109 | 173944.5913 | 165210.9716 | 156477.352 | 147743.7323 | 139010.1127 | 130276.493 | 121542.8734 | 112809.2537
| Depreciation | [9 empty] | 0 | 0 | 0 | 0 | 0 | 0 | 0 | 0 | 0 | 0 | 0 | 0 | 0 | 0 | 0 | 0 | 0 | 0 | 0 | 0 | 0 | 0 | 0 | 0 | 0 | 0 | 0 | 0 | 0 | 0 | 0 | 0 | 0 | 0 | 0 | 0 | 0 | 0 | 0 | 0 | 0 | 0 | 727.8016 | 8733.6196 | 8733.6196 | 8733.6196 | 8733.6196 | 8733.6196 | 8733.6196 | 8733.6196 | 8733.6196 | 8733.6196 | 8733.6196 | 8733.6196 | 8733.6196 | 8733.6196
| Ending NBV | [8 empty] | 0 | 0 | 0 | 0 | 0 | 0 | 0 | 0 | 0 | 0 | 0 | 0 | 0 | 0 | 0 | 0 | 0 | 0 | 0 | 0 | 0 | 0 | 0 | 0 | 0 | 0 | 0 | 0 | 0 | 0 | 0 | 0 | 0 | 0 | 0 | 0 | 0 | 0 | 0 | 0 | 0 | 0 | 0 | 217612.6895 | 208879.0698 | 200145.4502 | 191411.8306 | 182678.2109 | 173944.5913 | 165210.9716 | 156477.352 | 147743.7323 | 139010.1127 | 130276.493 | 121542.8734 | 112809.2537 | 104075.6341
| Average NBV | [9 empty] | 0 | 0 | 0 | 0 | 0 | 0 | 0 | 0 | 0 | 0 | 0 | 0 | 0 | 0 | 0 | 0 | 0 | 0 | 0 | 0 | 0 | 0 | 0 | 0 | 0 | 0 | 0 | 0 | 0 | 0 | 0 | 0 | 0 | 0 | 0 | 0 | 0 | 0 | 0 | 0 | 0 | 0 | 18164.7159 | 213245.8797 | 204512.26 | 195778.6404 | 187045.0207 | 178311.4011 | 169577.7814 | 160844.1618 | 152110.5422 | 143376.9225 | 134643.3029 | 125909.6832 | 117176.0636 | 108442.4439
| RORB | [9 empty] | 0 | 0 | 0 | 0 | 0 | 0 | 0 | 0 | 0 | 0 | 0 | 0 | 0 | 0 | 0 | 0 | 0 | 0 | 0 | 0 | 0 | 0 | 0 | 0 | 0 | 0 | 0 | 0 | 0 | 0 | 0 | 0 | 0 | 0 | 0 | 0 | 0 | 0 | 0 | 0 | 0 | 0 | 1271.5301 | 14927.2116 | 14315.8582 | 13704.5048 | 13093.1515 | 12481.7981 | 11870.4447 | 11259.0913 | 10647.738 | 10036.3846 | 9425.0312 | 8813.6778 | 8202.3244 | 7590.9711
| Insurable Value | [9 empty] | 0 | 0 | 0 | 0 | 0 | 0 | 0 | 0 | 0 | 0 | 0 | 0 | 0 | 0 | 0 | 0 | 0 | 0 | 0 | 0 | 0 | 0 | 0 | 0 | 0 | 0 | 0 | 0 | 0 | 0 | 0 | 0 | 0 | 0 | 0 | 0 | 0 | 0 | 0 | 0 | 0 | 0 | 18195.0409 | 218340.4911 | 218340.4911 | 218340.4911 | 218340.4911 | 218340.4911 | 218340.4911 | 218340.4911 | 218340.4911 | 218340.4911 | 218340.4911 | 218340.4911 | 218340.4911 | 218340.4911
| Insurance | [9 empty] | 0 | 0 | 0 | 0 | 0 | 0 | 0 | 0 | 0 | 0 | 0 | 0 | 0 | 0 | 0 | 0 | 0 | 0 | 0 | 0 | 0 | 0 | 0 | 0 | 0 | 0 | 0 | 0 | 0 | 0 | 0 | 0 | 0 | 0 | 0 | 0 | 0 | 0 | 0 | 0 | 0 | 0 | 5.4585 | 65.5021 | 65.5021 | 65.5021 | 65.5021 | 65.5021 | 65.5021 | 65.5021 | 65.5021 | 65.5021 | 65.5021 | 65.5021 | 65.5021 | 65.5021
| Fixed charges | [9 empty] | 0 | 0 | 0 | 0 | 0 | 0 | 0 | 0 | 0 | 0 | 0 | 0 | 0 | 0 | 0 | 0 | 0 | 0 | 0 | 0 | 0 | 0 | 0 | 0 | 0 | 0 | 0 | 0 | 0 | 0 | 0 | 0 | 0 | 0 | 0 | 0 | 0 | 0 | 0 | 0 | 0 | 0 | 2004.7903 | 23726.3334 | 23114.98 | 22503.6266 | 21892.2732 | 21280.9199 | 20669.5665 | 20058.2131 | 19446.8597 | 18835.5064 | 18224.153 | 17612.7996 | 17001.4462 | 16390.0929
16 | 50MW CT |  |  |  |  | NewGT | 2057 | 235473.0868 | 7789.9709 |  | 0 | 0 | 0 | 0 | 0 | 0 | 0 | 0 | 0 | 0 | 0 | 0 | 0 | 0 | 0 | 0 | 0 | 0 | 0 | 0 | 0 | 0 | 0 | 0 | 0 | 0 | 0 | 0 | 0 | 0 | 0 | 0 | 0 | 0 | 0 | 0 | 0 | 0 | 0 | 0 | 0 | 0 | 0 | 0 | 0 | 2162.1008 | 25588.0754 | 24928.7508 | 24269.4261 | 23610.1015 | 22950.7769 | 22291.4522 | 21632.1276 | 20972.8029 | 20313.4783 | 19654.1536
| Jan 2012 $ | 72099.644
| Annual Cap Ex % | 0.0105 | 0.2674 | 0.7221 | 0 | 0
| Esc | 2.55%
| Constn Start | 2055 | 4
| Constn End | 2057 | 12
| Cum Esc Factor | [9 empty] | 1.0127 | 1.0385 | 1.065 | 1.0921 | 1.12 | 1.1485 | 1.1778 | 1.2079 | 1.2387 | 1.2702 | 1.3026 | 1.3359 | 1.3699 | 1.4049 | 1.4407 | 1.4774 | 1.5151 | 1.5537 | 1.5933 | 1.634 | 1.6756 | 1.7184 | 1.7622 | 1.8071 | 1.8532 | 1.9005 | 1.9489 | 1.9986 | 2.0496 | 2.1019 | 2.1554 | 2.2104 | 2.2668 | 2.3246 | 2.3839 | 2.4446 | 2.507 | 2.5709 | 2.6365 | 2.7037 | 2.7726 | 2.8433 | 2.9159 | 2.9902 | 3.0665 | 3.1447 | 3.2248 | 3.3071 | 3.3914 | 3.4779 | 3.5666 | 3.6575 | 3.7508 | 3.8464 | 3.9445 | 4.0451
Asset In-Svc:
| Opening balance | [9 empty] | 0 | 0 | 0 | 0 | 0 | 0 | 0 | 0 | 0 | 0 | 0 | 0 | 0 | 0 | 0 | 0 | 0 | 0 | 0 | 0 | 0 | 0 | 0 | 0 | 0 | 0 | 0 | 0 | 0 | 0 | 0 | 0 | 0 | 0 | 0 | 0 | 0 | 0 | 0 | 0 | 0 | 0 | 0 | 0 | 2316.7819 | 63428.6845 | 0 | 0 | 0 | 0 | 0 | 0 | 0 | 0 | 0 | 0
CT | Cap Ex | [9 empty] | 0 | 0 | 0 | 0 | 0 | 0 | 0 | 0 | 0 | 0 | 0 | 0 | 0 | 0 | 0 | 0 | 0 | 0 | 0 | 0 | 0 | 0 | 0 | 0 | 0 | 0 | 0 | 0 | 0 | 0 | 0 | 0 | 0 | 0 | 0 | 0 | 0 | 0 | 0 | 0 | 0 | 0 | 0 | 2263.7259 | 59119.6157 | 163720.5554 | 0 | 0 | 0 | 0 | 0 | 0 | 0 | 0 | 0 | 0 | 225103.8971
| AFUDC | 6.25% | [8 empty] | 0 | 0 | 0 | 0 | 0 | 0 | 0 | 0 | 0 | 0 | 0 | 0 | 0 | 0 | 0 | 0 | 0 | 0 | 0 | 0 | 0 | 0 | 0 | 0 | 0 | 0 | 0 | 0 | 0 | 0 | 0 | 0 | 0 | 0 | 0 | 0 | 0 | 0 | 0 | 0 | 0 | 0 | 0 | 53.0561 | 1992.2869 | 8323.8468 | 0 | 0 | 0 | 0 | 0 | 0 | 0 | 0 | 0 | 0
| Ending balance | [9 empty] | 0 | 0 | 0 | 0 | 0 | 0 | 0 | 0 | 0 | 0 | 0 | 0 | 0 | 0 | 0 | 0 | 0 | 0 | 0 | 0 | 0 | 0 | 0 | 0 | 0 | 0 | 0 | 0 | 0 | 0 | 0 | 0 | 0 | 0 | 0 | 0 | 0 | 0 | 0 | 0 | 0 | 0 | 0 | 2316.7819 | 63428.6845 | 235473.0868 | 0 | 0 | 0 | 0 | 0 | 0 | 0 | 0 | 0 | 0
| In-Svc / Svc LIfe / Ins Rate |  |  | 235473.0868 | 25 | 0.03%
Return on Rate Base:
| Beginning NBV | [9 empty] | 0 | 0 | 0 | 0 | 0 | 0 | 0 | 0 | 0 | 0 | 0 | 0 | 0 | 0 | 0 | 0 | 0 | 0 | 0 | 0 | 0 | 0 | 0 | 0 | 0 | 0 | 0 | 0 | 0 | 0 | 0 | 0 | 0 | 0 | 0 | 0 | 0 | 0 | 0 | 0 | 0 | 0 | 0 | 0 | 0 | 235473.0868 | 234688.1765 | 225269.253 | 215850.3296 | 206431.4061 | 197012.4826 | 187593.5591 | 178174.6357 | 168755.7122 | 159336.7887 | 149917.8653
| Depreciation | [9 empty] | 0 | 0 | 0 | 0 | 0 | 0 | 0 | 0 | 0 | 0 | 0 | 0 | 0 | 0 | 0 | 0 | 0 | 0 | 0 | 0 | 0 | 0 | 0 | 0 | 0 | 0 | 0 | 0 | 0 | 0 | 0 | 0 | 0 | 0 | 0 | 0 | 0 | 0 | 0 | 0 | 0 | 0 | 0 | 0 | 0 | 784.9103 | 9418.9235 | 9418.9235 | 9418.9235 | 9418.9235 | 9418.9235 | 9418.9235 | 9418.9235 | 9418.9235 | 9418.9235 | 9418.9235
| Ending NBV | [8 empty] | 0 | 0 | 0 | 0 | 0 | 0 | 0 | 0 | 0 | 0 | 0 | 0 | 0 | 0 | 0 | 0 | 0 | 0 | 0 | 0 | 0 | 0 | 0 | 0 | 0 | 0 | 0 | 0 | 0 | 0 | 0 | 0 | 0 | 0 | 0 | 0 | 0 | 0 | 0 | 0 | 0 | 0 | 0 | 0 | 0 | 0 | 234688.1765 | 225269.253 | 215850.3296 | 206431.4061 | 197012.4826 | 187593.5591 | 178174.6357 | 168755.7122 | 159336.7887 | 149917.8653 | 140498.9418
| Average NBV | [9 empty] | 0 | 0 | 0 | 0 | 0 | 0 | 0 | 0 | 0 | 0 | 0 | 0 | 0 | 0 | 0 | 0 | 0 | 0 | 0 | 0 | 0 | 0 | 0 | 0 | 0 | 0 | 0 | 0 | 0 | 0 | 0 | 0 | 0 | 0 | 0 | 0 | 0 | 0 | 0 | 0 | 0 | 0 | 0 | 0 | 0 | 19590.0526 | 229978.7148 | 220559.7913 | 211140.8678 | 201721.9444 | 192303.0209 | 182884.0974 | 173465.1739 | 164046.2505 | 154627.327 | 145208.4035
| RORB | [9 empty] | 0 | 0 | 0 | 0 | 0 | 0 | 0 | 0 | 0 | 0 | 0 | 0 | 0 | 0 | 0 | 0 | 0 | 0 | 0 | 0 | 0 | 0 | 0 | 0 | 0 | 0 | 0 | 0 | 0 | 0 | 0 | 0 | 0 | 0 | 0 | 0 | 0 | 0 | 0 | 0 | 0 | 0 | 0 | 0 | 0 | 1371.3037 | 16098.51 | 15439.1854 | 14779.8607 | 14120.5361 | 13461.2115 | 12801.8868 | 12142.5622 | 11483.2375 | 10823.9129 | 10164.5882
| Insurable Value | [9 empty] | 0 | 0 | 0 | 0 | 0 | 0 | 0 | 0 | 0 | 0 | 0 | 0 | 0 | 0 | 0 | 0 | 0 | 0 | 0 | 0 | 0 | 0 | 0 | 0 | 0 | 0 | 0 | 0 | 0 | 0 | 0 | 0 | 0 | 0 | 0 | 0 | 0 | 0 | 0 | 0 | 0 | 0 | 0 | 0 | 0 | 19622.7572 | 235473.0868 | 235473.0868 | 235473.0868 | 235473.0868 | 235473.0868 | 235473.0868 | 235473.0868 | 235473.0868 | 235473.0868 | 235473.0868
| Insurance | [9 empty] | 0 | 0 | 0 | 0 | 0 | 0 | 0 | 0 | 0 | 0 | 0 | 0 | 0 | 0 | 0 | 0 | 0 | 0 | 0 | 0 | 0 | 0 | 0 | 0 | 0 | 0 | 0 | 0 | 0 | 0 | 0 | 0 | 0 | 0 | 0 | 0 | 0 | 0 | 0 | 0 | 0 | 0 | 0 | 0 | 0 | 5.8868 | 70.6419 | 70.6419 | 70.6419 | 70.6419 | 70.6419 | 70.6419 | 70.6419 | 70.6419 | 70.6419 | 70.6419
| Fixed charges | [9 empty] | 0 | 0 | 0 | 0 | 0 | 0 | 0 | 0 | 0 | 0 | 0 | 0 | 0 | 0 | 0 | 0 | 0 | 0 | 0 | 0 | 0 | 0 | 0 | 0 | 0 | 0 | 0 | 0 | 0 | 0 | 0 | 0 | 0 | 0 | 0 | 0 | 0 | 0 | 0 | 0 | 0 | 0 | 0 | 0 | 0 | 2162.1008 | 25588.0754 | 24928.7508 | 24269.4261 | 23610.1015 | 22950.7769 | 22291.4522 | 21632.1276 | 20972.8029 | 20313.4783 | 19654.1536
17 | Holyrood CP5 |  |  |  |  | HRD | 2057 | 51698.8646 | 1430.0351 |  | 0 | 0 | 0 | 0 | 0 | 0 | 0 | 0 | 0 | 0 | 0 | 0 | 0 | 0 | 0 | 0 | 0 | 0 | 0 | 0 | 0 | 0 | 0 | 0 | 0 | 0 | 0 | 0 | 0 | 0 | 0 | 0 | 0 | 0 | 0 | 0 | 0 | 0 | 0 | 0 | 0 | 0 | 0 | 0 | 0 | 374.4637 | 4460.894 | 4400.5786 | 4340.2633 | 4279.948 | 4219.6326 | 4159.3173 | 4099.0019 | 4038.6866 | 3978.3712 | 3918.0559
| Jan 2012 $ | 17500
| Annual Cap Ex % | 0.2 | 0.2 | 0.2 | 0.2 | 0.2
| Esc | 2.52%
| Constn Start | 2053 | 1
| Constn End | 2057 | 12
| Cum Esc Factor | [9 empty] | 1.0125 | 1.038 | 1.0642 | 1.091 | 1.1185 | 1.1467 | 1.1756 | 1.2052 | 1.2356 | 1.2667 | 1.2986 | 1.3314 | 1.3649 | 1.3993 | 1.4346 | 1.4707 | 1.5078 | 1.5458 | 1.5847 | 1.6247 | 1.6656 | 1.7076 | 1.7506 | 1.7947 | 1.84 | 1.8863 | 1.9339 | 1.9826 | 2.0326 | 2.0838 | 2.1363 | 2.1901 | 2.2453 | 2.3019 | 2.3599 | 2.4194 | 2.4804 | 2.5429 | 2.6069 | 2.6726 | 2.74 | 2.809 | 2.8798 | 2.9524 | 3.0268 | 3.1031 | 3.1813 | 3.2614 | 3.3436 | 3.4279 | 3.5143 | 3.6028 | 3.6936 | 3.7867 | 3.8821 | 3.9799
Asset In-Svc:
| Opening balance | [9 empty] | 0 | 0 | 0 | 0 | 0 | 0 | 0 | 0 | 0 | 0 | 0 | 0 | 0 | 0 | 0 | 0 | 0 | 0 | 0 | 0 | 0 | 0 | 0 | 0 | 0 | 0 | 0 | 0 | 0 | 0 | 0 | 0 | 0 | 0 | 0 | 0 | 0 | 0 | 0 | 0 | 0 | 0 | 9831.6145 | 19910.9857 | 30244.357 | 40838.1293 | 0 | 0 | 0 | 0 | 0 | 0 | 0 | 0 | 0 | 0
HRD | Cap Ex | [9 empty] | 0 | 0 | 0 | 0 | 0 | 0 | 0 | 0 | 0 | 0 | 0 | 0 | 0 | 0 | 0 | 0 | 0 | 0 | 0 | 0 | 0 | 0 | 0 | 0 | 0 | 0 | 0 | 0 | 0 | 0 | 0 | 0 | 0 | 0 | 0 | 0 | 0 | 0 | 0 | 0 | 0 | 9831.6145 | 10079.3712 | 10333.3713 | 10593.7723 | 10860.7354 | 0 | 0 | 0 | 0 | 0 | 0 | 0 | 0 | 0 | 0 | 51698.8646
| AFUDC | 0% | [8 empty] | 0 | 0 | 0 | 0 | 0 | 0 | 0 | 0 | 0 | 0 | 0 | 0 | 0 | 0 | 0 | 0 | 0 | 0 | 0 | 0 | 0 | 0 | 0 | 0 | 0 | 0 | 0 | 0 | 0 | 0 | 0 | 0 | 0 | 0 | 0 | 0 | 0 | 0 | 0 | 0 | 0 | 0 | 0 | 0 | 0 | 0 | 0 | 0 | 0 | 0 | 0 | 0 | 0 | 0 | 0 | 0
| Ending balance | [9 empty] | 0 | 0 | 0 | 0 | 0 | 0 | 0 | 0 | 0 | 0 | 0 | 0 | 0 | 0 | 0 | 0 | 0 | 0 | 0 | 0 | 0 | 0 | 0 | 0 | 0 | 0 | 0 | 0 | 0 | 0 | 0 | 0 | 0 | 0 | 0 | 0 | 0 | 0 | 0 | 0 | 0 | 9831.6145 | 19910.9857 | 30244.357 | 40838.1293 | 51698.8646 | 0 | 0 | 0 | 0 | 0 | 0 | 0 | 0 | 0 | 0
| In-Svc / Svc LIfe / Ins Rate |  |  | 51698.8646 | 60 | 0.03%
Return on Rate Base:
| Beginning NBV | [9 empty] | 0 | 0 | 0 | 0 | 0 | 0 | 0 | 0 | 0 | 0 | 0 | 0 | 0 | 0 | 0 | 0 | 0 | 0 | 0 | 0 | 0 | 0 | 0 | 0 | 0 | 0 | 0 | 0 | 0 | 0 | 0 | 0 | 0 | 0 | 0 | 0 | 0 | 0 | 0 | 0 | 0 | 0 | 0 | 0 | 0 | 51698.8646 | 51627.0607 | 50765.4129 | 49903.7652 | 49042.1174 | 48180.4697 | 47318.8219 | 46457.1742 | 45595.5265 | 44733.8787 | 43872.231
| Depreciation | [9 empty] | 0 | 0 | 0 | 0 | 0 | 0 | 0 | 0 | 0 | 0 | 0 | 0 | 0 | 0 | 0 | 0 | 0 | 0 | 0 | 0 | 0 | 0 | 0 | 0 | 0 | 0 | 0 | 0 | 0 | 0 | 0 | 0 | 0 | 0 | 0 | 0 | 0 | 0 | 0 | 0 | 0 | 0 | 0 | 0 | 0 | 71.804 | 861.6477 | 861.6477 | 861.6477 | 861.6477 | 861.6477 | 861.6477 | 861.6477 | 861.6477 | 861.6477 | 861.6477
| Ending NBV | [8 empty] | 0 | 0 | 0 | 0 | 0 | 0 | 0 | 0 | 0 | 0 | 0 | 0 | 0 | 0 | 0 | 0 | 0 | 0 | 0 | 0 | 0 | 0 | 0 | 0 | 0 | 0 | 0 | 0 | 0 | 0 | 0 | 0 | 0 | 0 | 0 | 0 | 0 | 0 | 0 | 0 | 0 | 0 | 0 | 0 | 0 | 0 | 51627.0607 | 50765.4129 | 49903.7652 | 49042.1174 | 48180.4697 | 47318.8219 | 46457.1742 | 45595.5265 | 44733.8787 | 43872.231 | 43010.5832
| Average NBV | [9 empty] | 0 | 0 | 0 | 0 | 0 | 0 | 0 | 0 | 0 | 0 | 0 | 0 | 0 | 0 | 0 | 0 | 0 | 0 | 0 | 0 | 0 | 0 | 0 | 0 | 0 | 0 | 0 | 0 | 0 | 0 | 0 | 0 | 0 | 0 | 0 | 0 | 0 | 0 | 0 | 0 | 0 | 0 | 0 | 0 | 0 | 4305.2469 | 51196.2368 | 50334.589 | 49472.9413 | 48611.2936 | 47749.6458 | 46887.9981 | 46026.3503 | 45164.7026 | 44303.0548 | 43441.4071
| RORB | [9 empty] | 0 | 0 | 0 | 0 | 0 | 0 | 0 | 0 | 0 | 0 | 0 | 0 | 0 | 0 | 0 | 0 | 0 | 0 | 0 | 0 | 0 | 0 | 0 | 0 | 0 | 0 | 0 | 0 | 0 | 0 | 0 | 0 | 0 | 0 | 0 | 0 | 0 | 0 | 0 | 0 | 0 | 0 | 0 | 0 | 0 | 301.3673 | 3583.7366 | 3523.4212 | 3463.1059 | 3402.7905 | 3342.4752 | 3282.1599 | 3221.8445 | 3161.5292 | 3101.2138 | 3040.8985
| Insurable Value | [9 empty] | 0 | 0 | 0 | 0 | 0 | 0 | 0 | 0 | 0 | 0 | 0 | 0 | 0 | 0 | 0 | 0 | 0 | 0 | 0 | 0 | 0 | 0 | 0 | 0 | 0 | 0 | 0 | 0 | 0 | 0 | 0 | 0 | 0 | 0 | 0 | 0 | 0 | 0 | 0 | 0 | 0 | 0 | 0 | 0 | 0 | 4308.2387 | 51698.8646 | 51698.8646 | 51698.8646 | 51698.8646 | 51698.8646 | 51698.8646 | 51698.8646 | 51698.8646 | 51698.8646 | 51698.8646
| Insurance | [9 empty] | 0 | 0 | 0 | 0 | 0 | 0 | 0 | 0 | 0 | 0 | 0 | 0 | 0 | 0 | 0 | 0 | 0 | 0 | 0 | 0 | 0 | 0 | 0 | 0 | 0 | 0 | 0 | 0 | 0 | 0 | 0 | 0 | 0 | 0 | 0 | 0 | 0 | 0 | 0 | 0 | 0 | 0 | 0 | 0 | 0 | 1.2925 | 15.5097 | 15.5097 | 15.5097 | 15.5097 | 15.5097 | 15.5097 | 15.5097 | 15.5097 | 15.5097 | 15.5097
| Fixed charges | [9 empty] | 0 | 0 | 0 | 0 | 0 | 0 | 0 | 0 | 0 | 0 | 0 | 0 | 0 | 0 | 0 | 0 | 0 | 0 | 0 | 0 | 0 | 0 | 0 | 0 | 0 | 0 | 0 | 0 | 0 | 0 | 0 | 0 | 0 | 0 | 0 | 0 | 0 | 0 | 0 | 0 | 0 | 0 | 0 | 0 | 0 | 374.4637 | 4460.894 | 4400.5786 | 4340.2633 | 4279.948 | 4219.6326 | 4159.3173 | 4099.0019 | 4038.6866 | 3978.3712 | 3918.0559
18 | CCGT 170MW |  |  |  |  | CCGT | 2060 | 926039.309 | 18912.7329 |  | 0 | 0 | 0 | 0 | 0 | 0 | 0 | 0 | 0 | 0 | 0 | 0 | 0 | 0 | 0 | 0 | 0 | 0 | 0 | 0 | 0 | 0 | 0 | 0 | 0 | 0 | 0 | 0 | 0 | 0 | 0 | 0 | 0 | 0 | 0 | 0 | 0 | 0 | 0 | 0 | 0 | 0 | 0 | 0 | 0 | 0 | 0 | 0 | 7989.8757 | 94708.098 | 92547.3396 | 90386.5812 | 88225.8228 | 86065.0644 | 83904.3061 | 81743.5477
| Jan 2012 $ | 261894.592
| Annual Cap Ex % | 0.1374 | 0.5377 | 0.3249 | 0 | 0
| Esc | 2.52%
| Constn Start | 2058 | 1
| Constn End | 2060 | 12
| Cum Esc Factor | [9 empty] | 1.0125 | 1.038 | 1.0642 | 1.091 | 1.1185 | 1.1467 | 1.1756 | 1.2052 | 1.2356 | 1.2667 | 1.2986 | 1.3314 | 1.3649 | 1.3993 | 1.4346 | 1.4707 | 1.5078 | 1.5458 | 1.5847 | 1.6247 | 1.6656 | 1.7076 | 1.7506 | 1.7947 | 1.84 | 1.8863 | 1.9339 | 1.9826 | 2.0326 | 2.0838 | 2.1363 | 2.1901 | 2.2453 | 2.3019 | 2.3599 | 2.4194 | 2.4804 | 2.5429 | 2.6069 | 2.6726 | 2.74 | 2.809 | 2.8798 | 2.9524 | 3.0268 | 3.1031 | 3.1813 | 3.2614 | 3.3436 | 3.4279 | 3.5143 | 3.6028 | 3.6936 | 3.7867 | 3.8821 | 3.9799
Asset In-Svc:
| Opening balance | [9 empty] | 0 | 0 | 0 | 0 | 0 | 0 | 0 | 0 | 0 | 0 | 0 | 0 | 0 | 0 | 0 | 0 | 0 | 0 | 0 | 0 | 0 | 0 | 0 | 0 | 0 | 0 | 0 | 0 | 0 | 0 | 0 | 0 | 0 | 0 | 0 | 0 | 0 | 0 | 0 | 0 | 0 | 0 | 0 | 0 | 0 | 0 | 0 | 118052.9949 | 599060.9879 | 0 | 0 | 0 | 0 | 0 | 0 | 0
CCCT | Cap Ex | [9 empty] | 0 | 0 | 0 | 0 | 0 | 0 | 0 | 0 | 0 | 0 | 0 | 0 | 0 | 0 | 0 | 0 | 0 | 0 | 0 | 0 | 0 | 0 | 0 | 0 | 0 | 0 | 0 | 0 | 0 | 0 | 0 | 0 | 0 | 0 | 0 | 0 | 0 | 0 | 0 | 0 | 0 | 0 | 0 | 0 | 0 | 0 | 114475.6314 | 459277.2663 | 284507.1736 | 0 | 0 | 0 | 0 | 0 | 0 | 0 | 858260.0713
| AFUDC | 6.25% | [8 empty] | 0 | 0 | 0 | 0 | 0 | 0 | 0 | 0 | 0 | 0 | 0 | 0 | 0 | 0 | 0 | 0 | 0 | 0 | 0 | 0 | 0 | 0 | 0 | 0 | 0 | 0 | 0 | 0 | 0 | 0 | 0 | 0 | 0 | 0 | 0 | 0 | 0 | 0 | 0 | 0 | 0 | 0 | 0 | 0 | 0 | 0 | 3577.3635 | 21730.7268 | 42471.1475 | 0 | 0 | 0 | 0 | 0 | 0 | 0
| Ending balance | [9 empty] | 0 | 0 | 0 | 0 | 0 | 0 | 0 | 0 | 0 | 0 | 0 | 0 | 0 | 0 | 0 | 0 | 0 | 0 | 0 | 0 | 0 | 0 | 0 | 0 | 0 | 0 | 0 | 0 | 0 | 0 | 0 | 0 | 0 | 0 | 0 | 0 | 0 | 0 | 0 | 0 | 0 | 0 | 0 | 0 | 0 | 0 | 118052.9949 | 599060.9879 | 926039.309 | 0 | 0 | 0 | 0 | 0 | 0 | 0
| In-Svc / Svc LIfe / Ins Rate |  |  | 926039.309 | 30 | 0.03%
Return on Rate Base:
| Beginning NBV | [9 empty] | 0 | 0 | 0 | 0 | 0 | 0 | 0 | 0 | 0 | 0 | 0 | 0 | 0 | 0 | 0 | 0 | 0 | 0 | 0 | 0 | 0 | 0 | 0 | 0 | 0 | 0 | 0 | 0 | 0 | 0 | 0 | 0 | 0 | 0 | 0 | 0 | 0 | 0 | 0 | 0 | 0 | 0 | 0 | 0 | 0 | 0 | 0 | 0 | 926039.309 | 923466.9776 | 892599.0006 | 861731.0237 | 830863.0467 | 799995.0697 | 769127.0928 | 738259.1158
| Depreciation | [9 empty] | 0 | 0 | 0 | 0 | 0 | 0 | 0 | 0 | 0 | 0 | 0 | 0 | 0 | 0 | 0 | 0 | 0 | 0 | 0 | 0 | 0 | 0 | 0 | 0 | 0 | 0 | 0 | 0 | 0 | 0 | 0 | 0 | 0 | 0 | 0 | 0 | 0 | 0 | 0 | 0 | 0 | 0 | 0 | 0 | 0 | 0 | 0 | 0 | 2572.3314 | 30867.977 | 30867.977 | 30867.977 | 30867.977 | 30867.977 | 30867.977 | 30867.977
| Ending NBV | [8 empty] | 0 | 0 | 0 | 0 | 0 | 0 | 0 | 0 | 0 | 0 | 0 | 0 | 0 | 0 | 0 | 0 | 0 | 0 | 0 | 0 | 0 | 0 | 0 | 0 | 0 | 0 | 0 | 0 | 0 | 0 | 0 | 0 | 0 | 0 | 0 | 0 | 0 | 0 | 0 | 0 | 0 | 0 | 0 | 0 | 0 | 0 | 0 | 0 | 0 | 923466.9776 | 892599.0006 | 861731.0237 | 830863.0467 | 799995.0697 | 769127.0928 | 738259.1158 | 707391.1388
| Average NBV | [9 empty] | 0 | 0 | 0 | 0 | 0 | 0 | 0 | 0 | 0 | 0 | 0 | 0 | 0 | 0 | 0 | 0 | 0 | 0 | 0 | 0 | 0 | 0 | 0 | 0 | 0 | 0 | 0 | 0 | 0 | 0 | 0 | 0 | 0 | 0 | 0 | 0 | 0 | 0 | 0 | 0 | 0 | 0 | 0 | 0 | 0 | 0 | 0 | 0 | 77062.7619 | 908032.9891 | 877165.0122 | 846297.0352 | 815429.0582 | 784561.0813 | 753693.1043 | 722825.1273
| RORB | [9 empty] | 0 | 0 | 0 | 0 | 0 | 0 | 0 | 0 | 0 | 0 | 0 | 0 | 0 | 0 | 0 | 0 | 0 | 0 | 0 | 0 | 0 | 0 | 0 | 0 | 0 | 0 | 0 | 0 | 0 | 0 | 0 | 0 | 0 | 0 | 0 | 0 | 0 | 0 | 0 | 0 | 0 | 0 | 0 | 0 | 0 | 0 | 0 | 0 | 5394.3933 | 63562.3092 | 61401.5509 | 59240.7925 | 57080.0341 | 54919.2757 | 52758.5173 | 50597.7589
| Insurable Value | [9 empty] | 0 | 0 | 0 | 0 | 0 | 0 | 0 | 0 | 0 | 0 | 0 | 0 | 0 | 0 | 0 | 0 | 0 | 0 | 0 | 0 | 0 | 0 | 0 | 0 | 0 | 0 | 0 | 0 | 0 | 0 | 0 | 0 | 0 | 0 | 0 | 0 | 0 | 0 | 0 | 0 | 0 | 0 | 0 | 0 | 0 | 0 | 0 | 0 | 77169.9424 | 926039.309 | 926039.309 | 926039.309 | 926039.309 | 926039.309 | 926039.309 | 926039.309
| Insurance | [9 empty] | 0 | 0 | 0 | 0 | 0 | 0 | 0 | 0 | 0 | 0 | 0 | 0 | 0 | 0 | 0 | 0 | 0 | 0 | 0 | 0 | 0 | 0 | 0 | 0 | 0 | 0 | 0 | 0 | 0 | 0 | 0 | 0 | 0 | 0 | 0 | 0 | 0 | 0 | 0 | 0 | 0 | 0 | 0 | 0 | 0 | 0 | 0 | 0 | 23.151 | 277.8118 | 277.8118 | 277.8118 | 277.8118 | 277.8118 | 277.8118 | 277.8118
| Fixed charges | [9 empty] | 0 | 0 | 0 | 0 | 0 | 0 | 0 | 0 | 0 | 0 | 0 | 0 | 0 | 0 | 0 | 0 | 0 | 0 | 0 | 0 | 0 | 0 | 0 | 0 | 0 | 0 | 0 | 0 | 0 | 0 | 0 | 0 | 0 | 0 | 0 | 0 | 0 | 0 | 0 | 0 | 0 | 0 | 0 | 0 | 0 | 0 | 0 | 0 | 7989.8757 | 94708.098 | 92547.3396 | 90386.5812 | 88225.8228 | 86065.0644 | 83904.3061 | 81743.5477
19 | Holyrood CP5 |  |  |  |  | HRD | 2062 | 58549.6082 | 699.868 |  | 0 | 0 | 0 | 0 | 0 | 0 | 0 | 0 | 0 | 0 | 0 | 0 | 0 | 0 | 0 | 0 | 0 | 0 | 0 | 0 | 0 | 0 | 0 | 0 | 0 | 0 | 0 | 0 | 0 | 0 | 0 | 0 | 0 | 0 | 0 | 0 | 0 | 0 | 0 | 0 | 0 | 0 | 0 | 0 | 0 | 0 | 0 | 0 | 0 | 0 | 424.0848 | 5052.018 | 4983.7101 | 4915.4022 | 4847.0944 | 4778.7865
| Jan 2012 $ | 17500
| Annual Cap Ex % | 0.2 | 0.2 | 0.2 | 0.2 | 0.2
| Esc | 2.52%
| Constn Start | 2058 | 1
| Constn End | 2062 | 12
| Cum Esc Factor | [9 empty] | 1.0125 | 1.038 | 1.0642 | 1.091 | 1.1185 | 1.1467 | 1.1756 | 1.2052 | 1.2356 | 1.2667 | 1.2986 | 1.3314 | 1.3649 | 1.3993 | 1.4346 | 1.4707 | 1.5078 | 1.5458 | 1.5847 | 1.6247 | 1.6656 | 1.7076 | 1.7506 | 1.7947 | 1.84 | 1.8863 | 1.9339 | 1.9826 | 2.0326 | 2.0838 | 2.1363 | 2.1901 | 2.2453 | 2.3019 | 2.3599 | 2.4194 | 2.4804 | 2.5429 | 2.6069 | 2.6726 | 2.74 | 2.809 | 2.8798 | 2.9524 | 3.0268 | 3.1031 | 3.1813 | 3.2614 | 3.3436 | 3.4279 | 3.5143 | 3.6028 | 3.6936 | 3.7867 | 3.8821 | 3.9799
Asset In-Svc:
| Opening balance | [9 empty] | 0 | 0 | 0 | 0 | 0 | 0 | 0 | 0 | 0 | 0 | 0 | 0 | 0 | 0 | 0 | 0 | 0 | 0 | 0 | 0 | 0 | 0 | 0 | 0 | 0 | 0 | 0 | 0 | 0 | 0 | 0 | 0 | 0 | 0 | 0 | 0 | 0 | 0 | 0 | 0 | 0 | 0 | 0 | 0 | 0 | 0 | 0 | 11134.4259 | 22549.4393 | 34252.111 | 46249.6901 | 0 | 0 | 0 | 0 | 0
HRD | Cap Ex | [9 empty] | 0 | 0 | 0 | 0 | 0 | 0 | 0 | 0 | 0 | 0 | 0 | 0 | 0 | 0 | 0 | 0 | 0 | 0 | 0 | 0 | 0 | 0 | 0 | 0 | 0 | 0 | 0 | 0 | 0 | 0 | 0 | 0 | 0 | 0 | 0 | 0 | 0 | 0 | 0 | 0 | 0 | 0 | 0 | 0 | 0 | 0 | 11134.4259 | 11415.0134 | 11702.6718 | 11997.5791 | 12299.9181 | 0 | 0 | 0 | 0 | 0 | 58549.6082
| AFUDC | 0% | [8 empty] | 0 | 0 | 0 | 0 | 0 | 0 | 0 | 0 | 0 | 0 | 0 | 0 | 0 | 0 | 0 | 0 | 0 | 0 | 0 | 0 | 0 | 0 | 0 | 0 | 0 | 0 | 0 | 0 | 0 | 0 | 0 | 0 | 0 | 0 | 0 | 0 | 0 | 0 | 0 | 0 | 0 | 0 | 0 | 0 | 0 | 0 | 0 | 0 | 0 | 0 | 0 | 0 | 0 | 0 | 0 | 0
| Ending balance | [9 empty] | 0 | 0 | 0 | 0 | 0 | 0 | 0 | 0 | 0 | 0 | 0 | 0 | 0 | 0 | 0 | 0 | 0 | 0 | 0 | 0 | 0 | 0 | 0 | 0 | 0 | 0 | 0 | 0 | 0 | 0 | 0 | 0 | 0 | 0 | 0 | 0 | 0 | 0 | 0 | 0 | 0 | 0 | 0 | 0 | 0 | 0 | 11134.4259 | 22549.4393 | 34252.111 | 46249.6901 | 58549.6082 | 0 | 0 | 0 | 0 | 0
| In-Svc / Svc LIfe / Ins Rate |  |  | 58549.6082 | 60 | 0.03%
Return on Rate Base:
| Beginning NBV | [9 empty] | 0 | 0 | 0 | 0 | 0 | 0 | 0 | 0 | 0 | 0 | 0 | 0 | 0 | 0 | 0 | 0 | 0 | 0 | 0 | 0 | 0 | 0 | 0 | 0 | 0 | 0 | 0 | 0 | 0 | 0 | 0 | 0 | 0 | 0 | 0 | 0 | 0 | 0 | 0 | 0 | 0 | 0 | 0 | 0 | 0 | 0 | 0 | 0 | 0 | 0 | 58549.6082 | 58468.2893 | 57492.4625 | 56516.6357 | 55540.8089 | 54564.9821
| Depreciation | [9 empty] | 0 | 0 | 0 | 0 | 0 | 0 | 0 | 0 | 0 | 0 | 0 | 0 | 0 | 0 | 0 | 0 | 0 | 0 | 0 | 0 | 0 | 0 | 0 | 0 | 0 | 0 | 0 | 0 | 0 | 0 | 0 | 0 | 0 | 0 | 0 | 0 | 0 | 0 | 0 | 0 | 0 | 0 | 0 | 0 | 0 | 0 | 0 | 0 | 0 | 0 | 81.3189 | 975.8268 | 975.8268 | 975.8268 | 975.8268 | 975.8268
| Ending NBV | [8 empty] | 0 | 0 | 0 | 0 | 0 | 0 | 0 | 0 | 0 | 0 | 0 | 0 | 0 | 0 | 0 | 0 | 0 | 0 | 0 | 0 | 0 | 0 | 0 | 0 | 0 | 0 | 0 | 0 | 0 | 0 | 0 | 0 | 0 | 0 | 0 | 0 | 0 | 0 | 0 | 0 | 0 | 0 | 0 | 0 | 0 | 0 | 0 | 0 | 0 | 0 | 0 | 58468.2893 | 57492.4625 | 56516.6357 | 55540.8089 | 54564.9821 | 53589.1553
| Average NBV | [9 empty] | 0 | 0 | 0 | 0 | 0 | 0 | 0 | 0 | 0 | 0 | 0 | 0 | 0 | 0 | 0 | 0 | 0 | 0 | 0 | 0 | 0 | 0 | 0 | 0 | 0 | 0 | 0 | 0 | 0 | 0 | 0 | 0 | 0 | 0 | 0 | 0 | 0 | 0 | 0 | 0 | 0 | 0 | 0 | 0 | 0 | 0 | 0 | 0 | 0 | 0 | 4875.7457 | 57980.3759 | 57004.5491 | 56028.7223 | 55052.8955 | 54077.0687
| RORB | [9 empty] | 0 | 0 | 0 | 0 | 0 | 0 | 0 | 0 | 0 | 0 | 0 | 0 | 0 | 0 | 0 | 0 | 0 | 0 | 0 | 0 | 0 | 0 | 0 | 0 | 0 | 0 | 0 | 0 | 0 | 0 | 0 | 0 | 0 | 0 | 0 | 0 | 0 | 0 | 0 | 0 | 0 | 0 | 0 | 0 | 0 | 0 | 0 | 0 | 0 | 0 | 341.3022 | 4058.6263 | 3990.3184 | 3922.0106 | 3853.7027 | 3785.3948
| Insurable Value | [9 empty] | 0 | 0 | 0 | 0 | 0 | 0 | 0 | 0 | 0 | 0 | 0 | 0 | 0 | 0 | 0 | 0 | 0 | 0 | 0 | 0 | 0 | 0 | 0 | 0 | 0 | 0 | 0 | 0 | 0 | 0 | 0 | 0 | 0 | 0 | 0 | 0 | 0 | 0 | 0 | 0 | 0 | 0 | 0 | 0 | 0 | 0 | 0 | 0 | 0 | 0 | 4879.134 | 58549.6082 | 58549.6082 | 58549.6082 | 58549.6082 | 58549.6082
| Insurance | [9 empty] | 0 | 0 | 0 | 0 | 0 | 0 | 0 | 0 | 0 | 0 | 0 | 0 | 0 | 0 | 0 | 0 | 0 | 0 | 0 | 0 | 0 | 0 | 0 | 0 | 0 | 0 | 0 | 0 | 0 | 0 | 0 | 0 | 0 | 0 | 0 | 0 | 0 | 0 | 0 | 0 | 0 | 0 | 0 | 0 | 0 | 0 | 0 | 0 | 0 | 0 | 1.4637 | 17.5649 | 17.5649 | 17.5649 | 17.5649 | 17.5649
| Fixed charges | [9 empty] | 0 | 0 | 0 | 0 | 0 | 0 | 0 | 0 | 0 | 0 | 0 | 0 | 0 | 0 | 0 | 0 | 0 | 0 | 0 | 0 | 0 | 0 | 0 | 0 | 0 | 0 | 0 | 0 | 0 | 0 | 0 | 0 | 0 | 0 | 0 | 0 | 0 | 0 | 0 | 0 | 0 | 0 | 0 | 0 | 0 | 0 | 0 | 0 | 0 | 0 | 424.0848 | 5052.018 | 4983.7101 | 4915.4022 | 4847.0944 | 4778.7865
20 | 50MW CT |  |  |  |  | NewGT | 2065 | 288022.6187 | 1621.9086 |  | 0 | 0 | 0 | 0 | 0 | 0 | 0 | 0 | 0 | 0 | 0 | 0 | 0 | 0 | 0 | 0 | 0 | 0 | 0 | 0 | 0 | 0 | 0 | 0 | 0 | 0 | 0 | 0 | 0 | 0 | 0 | 0 | 0 | 0 | 0 | 0 | 0 | 0 | 0 | 0 | 0 | 0 | 0 | 0 | 0 | 0 | 0 | 0 | 0 | 0 | 0 | 0 | 0 | 2644.6077 | 31298.4579 | 30491.9946
| Jan 2012 $ | 72099.644
| Annual Cap Ex % | 0.0105 | 0.2674 | 0.7221 | 0 | 0
| Esc | 2.55%
| Constn Start | 2063 | 4
| Constn End | 2065 | 12
| Cum Esc Factor | [9 empty] | 1.0127 | 1.0385 | 1.065 | 1.0921 | 1.12 | 1.1485 | 1.1778 | 1.2079 | 1.2387 | 1.2702 | 1.3026 | 1.3359 | 1.3699 | 1.4049 | 1.4407 | 1.4774 | 1.5151 | 1.5537 | 1.5933 | 1.634 | 1.6756 | 1.7184 | 1.7622 | 1.8071 | 1.8532 | 1.9005 | 1.9489 | 1.9986 | 2.0496 | 2.1019 | 2.1554 | 2.2104 | 2.2668 | 2.3246 | 2.3839 | 2.4446 | 2.507 | 2.5709 | 2.6365 | 2.7037 | 2.7726 | 2.8433 | 2.9159 | 2.9902 | 3.0665 | 3.1447 | 3.2248 | 3.3071 | 3.3914 | 3.4779 | 3.5666 | 3.6575 | 3.7508 | 3.8464 | 3.9445 | 4.0451
Asset In-Svc:
| Opening balance | [9 empty] | 0 | 0 | 0 | 0 | 0 | 0 | 0 | 0 | 0 | 0 | 0 | 0 | 0 | 0 | 0 | 0 | 0 | 0 | 0 | 0 | 0 | 0 | 0 | 0 | 0 | 0 | 0 | 0 | 0 | 0 | 0 | 0 | 0 | 0 | 0 | 0 | 0 | 0 | 0 | 0 | 0 | 0 | 0 | 0 | 0 | 0 | 0 | 0 | 0 | 0 | 0 | 0 | 2833.8084 | 77583.7955 | 0 | 0
CT | Cap Ex | [9 empty] | 0 | 0 | 0 | 0 | 0 | 0 | 0 | 0 | 0 | 0 | 0 | 0 | 0 | 0 | 0 | 0 | 0 | 0 | 0 | 0 | 0 | 0 | 0 | 0 | 0 | 0 | 0 | 0 | 0 | 0 | 0 | 0 | 0 | 0 | 0 | 0 | 0 | 0 | 0 | 0 | 0 | 0 | 0 | 0 | 0 | 0 | 0 | 0 | 0 | 0 | 0 | 2768.912 | 72313.0901 | 200257.3787 | 0 | 0 | 275339.3807
| AFUDC | 6.25% | [8 empty] | 0 | 0 | 0 | 0 | 0 | 0 | 0 | 0 | 0 | 0 | 0 | 0 | 0 | 0 | 0 | 0 | 0 | 0 | 0 | 0 | 0 | 0 | 0 | 0 | 0 | 0 | 0 | 0 | 0 | 0 | 0 | 0 | 0 | 0 | 0 | 0 | 0 | 0 | 0 | 0 | 0 | 0 | 0 | 0 | 0 | 0 | 0 | 0 | 0 | 0 | 0 | 64.8964 | 2436.8971 | 10181.4444 | 0 | 0
| Ending balance | [9 empty] | 0 | 0 | 0 | 0 | 0 | 0 | 0 | 0 | 0 | 0 | 0 | 0 | 0 | 0 | 0 | 0 | 0 | 0 | 0 | 0 | 0 | 0 | 0 | 0 | 0 | 0 | 0 | 0 | 0 | 0 | 0 | 0 | 0 | 0 | 0 | 0 | 0 | 0 | 0 | 0 | 0 | 0 | 0 | 0 | 0 | 0 | 0 | 0 | 0 | 0 | 0 | 2833.8084 | 77583.7955 | 288022.6187 | 0 | 0
| In-Svc / Svc LIfe / Ins Rate |  |  | 288022.6187 | 25 | 0.03%
Return on Rate Base:
| Beginning NBV | [9 empty] | 0 | 0 | 0 | 0 | 0 | 0 | 0 | 0 | 0 | 0 | 0 | 0 | 0 | 0 | 0 | 0 | 0 | 0 | 0 | 0 | 0 | 0 | 0 | 0 | 0 | 0 | 0 | 0 | 0 | 0 | 0 | 0 | 0 | 0 | 0 | 0 | 0 | 0 | 0 | 0 | 0 | 0 | 0 | 0 | 0 | 0 | 0 | 0 | 0 | 0 | 0 | 0 | 0 | 288022.6187 | 287062.5433 | 275541.6385
| Depreciation | [9 empty] | 0 | 0 | 0 | 0 | 0 | 0 | 0 | 0 | 0 | 0 | 0 | 0 | 0 | 0 | 0 | 0 | 0 | 0 | 0 | 0 | 0 | 0 | 0 | 0 | 0 | 0 | 0 | 0 | 0 | 0 | 0 | 0 | 0 | 0 | 0 | 0 | 0 | 0 | 0 | 0 | 0 | 0 | 0 | 0 | 0 | 0 | 0 | 0 | 0 | 0 | 0 | 0 | 0 | 960.0754 | 11520.9047 | 11520.9047
| Ending NBV | [8 empty] | 0 | 0 | 0 | 0 | 0 | 0 | 0 | 0 | 0 | 0 | 0 | 0 | 0 | 0 | 0 | 0 | 0 | 0 | 0 | 0 | 0 | 0 | 0 | 0 | 0 | 0 | 0 | 0 | 0 | 0 | 0 | 0 | 0 | 0 | 0 | 0 | 0 | 0 | 0 | 0 | 0 | 0 | 0 | 0 | 0 | 0 | 0 | 0 | 0 | 0 | 0 | 0 | 0 | 0 | 287062.5433 | 275541.6385 | 264020.7338
| Average NBV | [9 empty] | 0 | 0 | 0 | 0 | 0 | 0 | 0 | 0 | 0 | 0 | 0 | 0 | 0 | 0 | 0 | 0 | 0 | 0 | 0 | 0 | 0 | 0 | 0 | 0 | 0 | 0 | 0 | 0 | 0 | 0 | 0 | 0 | 0 | 0 | 0 | 0 | 0 | 0 | 0 | 0 | 0 | 0 | 0 | 0 | 0 | 0 | 0 | 0 | 0 | 0 | 0 | 0 | 0 | 23961.8817 | 281302.0909 | 269781.1861
| RORB | [9 empty] | 0 | 0 | 0 | 0 | 0 | 0 | 0 | 0 | 0 | 0 | 0 | 0 | 0 | 0 | 0 | 0 | 0 | 0 | 0 | 0 | 0 | 0 | 0 | 0 | 0 | 0 | 0 | 0 | 0 | 0 | 0 | 0 | 0 | 0 | 0 | 0 | 0 | 0 | 0 | 0 | 0 | 0 | 0 | 0 | 0 | 0 | 0 | 0 | 0 | 0 | 0 | 0 | 0 | 1677.3317 | 19691.1464 | 18884.683
| Insurable Value | [9 empty] | 0 | 0 | 0 | 0 | 0 | 0 | 0 | 0 | 0 | 0 | 0 | 0 | 0 | 0 | 0 | 0 | 0 | 0 | 0 | 0 | 0 | 0 | 0 | 0 | 0 | 0 | 0 | 0 | 0 | 0 | 0 | 0 | 0 | 0 | 0 | 0 | 0 | 0 | 0 | 0 | 0 | 0 | 0 | 0 | 0 | 0 | 0 | 0 | 0 | 0 | 0 | 0 | 0 | 24001.8849 | 288022.6187 | 288022.6187
| Insurance | [9 empty] | 0 | 0 | 0 | 0 | 0 | 0 | 0 | 0 | 0 | 0 | 0 | 0 | 0 | 0 | 0 | 0 | 0 | 0 | 0 | 0 | 0 | 0 | 0 | 0 | 0 | 0 | 0 | 0 | 0 | 0 | 0 | 0 | 0 | 0 | 0 | 0 | 0 | 0 | 0 | 0 | 0 | 0 | 0 | 0 | 0 | 0 | 0 | 0 | 0 | 0 | 0 | 0 | 0 | 7.2006 | 86.4068 | 86.4068
| Fixed charges | [9 empty] | 0 | 0 | 0 | 0 | 0 | 0 | 0 | 0 | 0 | 0 | 0 | 0 | 0 | 0 | 0 | 0 | 0 | 0 | 0 | 0 | 0 | 0 | 0 | 0 | 0 | 0 | 0 | 0 | 0 | 0 | 0 | 0 | 0 | 0 | 0 | 0 | 0 | 0 | 0 | 0 | 0 | 0 | 0 | 0 | 0 | 0 | 0 | 0 | 0 | 0 | 0 | 0 | 0 | 2644.6077 | 31298.4579 | 30491.9946
21 | Holyrood CP5 |  |  |  |  | HRD | 2067 | 66308.1606 | 11.6249 |  | 0 | 0 | 0 | 0 | 0 | 0 | 0 | 0 | 0 | 0 | 0 | 0 | 0 | 0 | 0 | 0 | 0 | 0 | 0 | 0 | 0 | 0 | 0 | 0 | 0 | 0 | 0 | 0 | 0 | 0 | 0 | 0 | 0 | 0 | 0 | 0 | 0 | 0 | 0 | 0 | 0 | 0 | 0 | 0 | 0 | 0 | 0 | 0 | 0 | 0 | 0 | 0 | 0 | 0 | 0 | 480.2814
| Jan 2012 $ | 17500
| Annual Cap Ex % | 0.2 | 0.2 | 0.2 | 0.2 | 0.2
| Esc | 2.52%
| Constn Start | 2063 | 1
| Constn End | 2067 | 12
| Cum Esc Factor | [9 empty] | 1.0125 | 1.038 | 1.0642 | 1.091 | 1.1185 | 1.1467 | 1.1756 | 1.2052 | 1.2356 | 1.2667 | 1.2986 | 1.3314 | 1.3649 | 1.3993 | 1.4346 | 1.4707 | 1.5078 | 1.5458 | 1.5847 | 1.6247 | 1.6656 | 1.7076 | 1.7506 | 1.7947 | 1.84 | 1.8863 | 1.9339 | 1.9826 | 2.0326 | 2.0838 | 2.1363 | 2.1901 | 2.2453 | 2.3019 | 2.3599 | 2.4194 | 2.4804 | 2.5429 | 2.6069 | 2.6726 | 2.74 | 2.809 | 2.8798 | 2.9524 | 3.0268 | 3.1031 | 3.1813 | 3.2614 | 3.3436 | 3.4279 | 3.5143 | 3.6028 | 3.6936 | 3.7867 | 3.8821 | 3.9799
Asset In-Svc:
| Opening balance | [9 empty] | 0 | 0 | 0 | 0 | 0 | 0 | 0 | 0 | 0 | 0 | 0 | 0 | 0 | 0 | 0 | 0 | 0 | 0 | 0 | 0 | 0 | 0 | 0 | 0 | 0 | 0 | 0 | 0 | 0 | 0 | 0 | 0 | 0 | 0 | 0 | 0 | 0 | 0 | 0 | 0 | 0 | 0 | 0 | 0 | 0 | 0 | 0 | 0 | 0 | 0 | 0 | 0 | 12609.876 | 25537.5209 | 38790.9424 | 52378.3502
HRD | Cap Ex | [9 empty] | 0 | 0 | 0 | 0 | 0 | 0 | 0 | 0 | 0 | 0 | 0 | 0 | 0 | 0 | 0 | 0 | 0 | 0 | 0 | 0 | 0 | 0 | 0 | 0 | 0 | 0 | 0 | 0 | 0 | 0 | 0 | 0 | 0 | 0 | 0 | 0 | 0 | 0 | 0 | 0 | 0 | 0 | 0 | 0 | 0 | 0 | 0 | 0 | 0 | 0 | 0 | 12609.876 | 12927.6449 | 13253.4215 | 13587.4078 | 13929.8104 | 66308.1606
| AFUDC | 0% | [8 empty] | 0 | 0 | 0 | 0 | 0 | 0 | 0 | 0 | 0 | 0 | 0 | 0 | 0 | 0 | 0 | 0 | 0 | 0 | 0 | 0 | 0 | 0 | 0 | 0 | 0 | 0 | 0 | 0 | 0 | 0 | 0 | 0 | 0 | 0 | 0 | 0 | 0 | 0 | 0 | 0 | 0 | 0 | 0 | 0 | 0 | 0 | 0 | 0 | 0 | 0 | 0 | 0 | 0 | 0 | 0 | 0
| Ending balance | [9 empty] | 0 | 0 | 0 | 0 | 0 | 0 | 0 | 0 | 0 | 0 | 0 | 0 | 0 | 0 | 0 | 0 | 0 | 0 | 0 | 0 | 0 | 0 | 0 | 0 | 0 | 0 | 0 | 0 | 0 | 0 | 0 | 0 | 0 | 0 | 0 | 0 | 0 | 0 | 0 | 0 | 0 | 0 | 0 | 0 | 0 | 0 | 0 | 0 | 0 | 0 | 0 | 12609.876 | 25537.5209 | 38790.9424 | 52378.3502 | 66308.1606
| In-Svc / Svc LIfe / Ins Rate |  |  | 66308.1606 | 60 | 0.03%
Return on Rate Base:
| Beginning NBV | [9 empty] | 0 | 0 | 0 | 0 | 0 | 0 | 0 | 0 | 0 | 0 | 0 | 0 | 0 | 0 | 0 | 0 | 0 | 0 | 0 | 0 | 0 | 0 | 0 | 0 | 0 | 0 | 0 | 0 | 0 | 0 | 0 | 0 | 0 | 0 | 0 | 0 | 0 | 0 | 0 | 0 | 0 | 0 | 0 | 0 | 0 | 0 | 0 | 0 | 0 | 0 | 0 | 0 | 0 | 0 | 0 | 66308.1606
| Depreciation | [9 empty] | 0 | 0 | 0 | 0 | 0 | 0 | 0 | 0 | 0 | 0 | 0 | 0 | 0 | 0 | 0 | 0 | 0 | 0 | 0 | 0 | 0 | 0 | 0 | 0 | 0 | 0 | 0 | 0 | 0 | 0 | 0 | 0 | 0 | 0 | 0 | 0 | 0 | 0 | 0 | 0 | 0 | 0 | 0 | 0 | 0 | 0 | 0 | 0 | 0 | 0 | 0 | 0 | 0 | 0 | 0 | 92.0947
| Ending NBV | [8 empty] | 0 | 0 | 0 | 0 | 0 | 0 | 0 | 0 | 0 | 0 | 0 | 0 | 0 | 0 | 0 | 0 | 0 | 0 | 0 | 0 | 0 | 0 | 0 | 0 | 0 | 0 | 0 | 0 | 0 | 0 | 0 | 0 | 0 | 0 | 0 | 0 | 0 | 0 | 0 | 0 | 0 | 0 | 0 | 0 | 0 | 0 | 0 | 0 | 0 | 0 | 0 | 0 | 0 | 0 | 0 | 0 | 66216.066
| Average NBV | [9 empty] | 0 | 0 | 0 | 0 | 0 | 0 | 0 | 0 | 0 | 0 | 0 | 0 | 0 | 0 | 0 | 0 | 0 | 0 | 0 | 0 | 0 | 0 | 0 | 0 | 0 | 0 | 0 | 0 | 0 | 0 | 0 | 0 | 0 | 0 | 0 | 0 | 0 | 0 | 0 | 0 | 0 | 0 | 0 | 0 | 0 | 0 | 0 | 0 | 0 | 0 | 0 | 0 | 0 | 0 | 0 | 5521.8428
| RORB | [9 empty] | 0 | 0 | 0 | 0 | 0 | 0 | 0 | 0 | 0 | 0 | 0 | 0 | 0 | 0 | 0 | 0 | 0 | 0 | 0 | 0 | 0 | 0 | 0 | 0 | 0 | 0 | 0 | 0 | 0 | 0 | 0 | 0 | 0 | 0 | 0 | 0 | 0 | 0 | 0 | 0 | 0 | 0 | 0 | 0 | 0 | 0 | 0 | 0 | 0 | 0 | 0 | 0 | 0 | 0 | 0 | 386.529
| Insurable Value | [9 empty] | 0 | 0 | 0 | 0 | 0 | 0 | 0 | 0 | 0 | 0 | 0 | 0 | 0 | 0 | 0 | 0 | 0 | 0 | 0 | 0 | 0 | 0 | 0 | 0 | 0 | 0 | 0 | 0 | 0 | 0 | 0 | 0 | 0 | 0 | 0 | 0 | 0 | 0 | 0 | 0 | 0 | 0 | 0 | 0 | 0 | 0 | 0 | 0 | 0 | 0 | 0 | 0 | 0 | 0 | 0 | 5525.6801
| Insurance | [9 empty] | 0 | 0 | 0 | 0 | 0 | 0 | 0 | 0 | 0 | 0 | 0 | 0 | 0 | 0 | 0 | 0 | 0 | 0 | 0 | 0 | 0 | 0 | 0 | 0 | 0 | 0 | 0 | 0 | 0 | 0 | 0 | 0 | 0 | 0 | 0 | 0 | 0 | 0 | 0 | 0 | 0 | 0 | 0 | 0 | 0 | 0 | 0 | 0 | 0 | 0 | 0 | 0 | 0 | 0 | 0 | 1.6577
| Fixed charges | [9 empty] | 0 | 0 | 0 | 0 | 0 | 0 | 0 | 0 | 0 | 0 | 0 | 0 | 0 | 0 | 0 | 0 | 0 | 0 | 0 | 0 | 0 | 0 | 0 | 0 | 0 | 0 | 0 | 0 | 0 | 0 | 0 | 0 | 0 | 0 | 0 | 0 | 0 | 0 | 0 | 0 | 0 | 0 | 0 | 0 | 0 | 0 | 0 | 0 | 0 | 0 | 0 | 0 | 0 | 0 | 0 | 480.2814
Fixed Charges Summary:
| Hydro | [7 empty] | 0 |  | 0 | 0 | 0 | 0 | 0 | 0 | 0 | 0 | 0 | 0 | 0 | 0 | 0 | 0 | 0 | 0 | 0 | 0 | 0 | 0 | 0 | 0 | 0 | 0 | 0 | 0 | 0 | 0 | 0 | 0 | 0 | 0 | 0 | 0 | 0 | 0 | 0 | 0 | 0 | 0 | 0 | 0 | 0 | 0 | 0 | 0 | 0 | 0 | 0 | 0 | 0 | 0 | 0 | 0 | 0 | 0
| HRD | [7 empty] | 73989.1676 |  | 0 | 0 | 0 | 0 | 0 | 0 | 0 | 0 | 0 | 0 | 460.8953 | 5490.5314 | 5416.2944 | 5342.0574 | 5267.8204 | 5559.3254 | 9476.3399 | 9343.1924 | 9210.0449 | 9076.8974 | 9144.6769 | 11204.1951 | 11038.684 | 10873.173 | 10707.662 | 10769.7853 | 13088.3918 | 12886.2154 | 12684.039 | 12481.8626 | 12537.485 | 15148.6027 | 14904.9023 | 14661.2019 | 14417.5016 | 14465.7615 | 17408.1517 | 17117.425 | 16826.6982 | 16535.9714 | 16575.8933 | 19893.4538 | 19549.4691 | 19205.4843 | 18861.4996 | 18891.9785 | 22634.424 | 22230.1239 | 21825.8238 | 21421.5237 | 21441.3085 | 25664.9415 | 25192.3335 | 24719.7256 | 24247.1176 | 24254.791
| ESP | [7 empty] | 0 |  | 0 | 0 | 0 | 0 | 0 | 0 | 0 | 0 | 0 | 0 | 0 | 0 | 0 | 0 | 0 | 0 | 0 | 0 | 0 | 0 | 0 | 0 | 0 | 0 | 0 | 0 | 0 | 0 | 0 | 0 | 0 | 0 | 0 | 0 | 0 | 0 | 0 | 0 | 0 | 0 | 0 | 0 | 0 | 0 | 0 | 0 | 0 | 0 | 0 | 0 | 0 | 0 | 0 | 0 | 0 | 0
| NewGT | [7 empty] | 226498.1944 |  | 0 | 0 | 0 | 750.8929 | 8886.6833 | 8657.7013 | 8428.7193 | 8199.7373 | 7970.7552 | 7741.7732 | 7512.7912 | 7283.8092 | 7054.8271 | 6825.8451 | 6596.8631 | 6367.8811 | 6138.899 | 5909.917 | 5680.935 | 5451.953 | 6375.0554 | 18628.702 | 18048.3961 | 17468.0902 | 18161.9531 | 31387.0381 | 30418.1791 | 30823.4696 | 45887.3628 | 56870.7546 | 55282.1084 | 55213.228 | 70090.9705 | 68038.8775 | 65986.7844 | 63934.6914 | 61882.5983 | 61598.1323 | 78697.9606 | 76106.8363 | 73515.7119 | 70924.5875 | 70338.2534 | 89468.6722 | 86266.1944 | 84819.0764 | 100597.6987 | 97087.2202 | 93576.7417 | 89616.4205 | 81190.0518 | 78068.1264 | 74461.0604 | 68184.6039 | 88698.752 | 85619.1324
| CCGT | [7 empty] | 18912.7329 |  | 0 | 0 | 0 | 0 | 0 | 0 | 0 | 0 | 0 | 0 | 0 | 0 | 0 | 0 | 0 | 0 | 0 | 0 | 0 | 0 | 0 | 0 | 0 | 0 | 0 | 0 | 0 | 0 | 0 | 0 | 0 | 0 | 0 | 0 | 0 | 0 | 0 | 0 | 0 | 0 | 0 | 0 | 0 | 0 | 0 | 0 | 0 | 0 | 7989.8757 | 94708.098 | 92547.3396 | 90386.5812 | 88225.8228 | 86065.0644 | 83904.3061 | 81743.5477
| Wind | [7 empty] | 0 |  | 0 | 0 | 0 | 0 | 0 | 0 | 0 | 0 | 0 | 0 | 0 | 0 | 0 | 0 | 0 | 0 | 0 | 0 | 0 | 0 | 0 | 0 | 0 | 0 | 0 | 0 | 0 | 0 | 0 | 0 | 0 | 0 | 0 | 0 | 0 | 0 | 0 | 0 | 0 | 0 | 0 | 0 | 0 | 0 | 0 | 0 | 0 | 0 | 0 | 0 | 0 | 0 | 0 | 0 | 0 | 0
| Total fixed charges | [7 empty] | 319400.0949 |  | 0 | 0 | 0 | 750.8929 | 8886.6833 | 8657.7013 | 8428.7193 | 8199.7373 | 7970.7552 | 7741.7732 | 7973.6864 | 12774.3405 | 12471.1215 | 12167.9025 | 11864.6835 | 11927.2065 | 15615.2389 | 15253.1094 | 14890.9799 | 14528.8504 | 15519.7323 | 29832.8971 | 29087.0802 | 28341.2632 | 28869.6151 | 42156.8234 | 43506.5709 | 43709.685 | 58571.4018 | 69352.6172 | 67819.5934 | 70361.8306 | 84995.8728 | 82700.0794 | 80404.286 | 78400.4529 | 79290.7501 | 78715.5572 | 95524.6588 | 92642.8077 | 90091.6052 | 90818.0414 | 89887.7225 | 108674.1565 | 105127.694 | 103711.055 | 123232.1227 | 119317.3441 | 123392.4413 | 205746.0423 | 195178.6999 | 194119.6492 | 187879.2167 | 178969.3939 | 196850.1756 | 191617.471
| OPERATING COSTS | [7 empty] | 258938.9888 |  | 22834.0229 | 23870.3047 | 24898.2863 | 25607.5595 | 27136.3984 | 26673.6726 | 25495.2972 | 26132.6637 | 26785.987 | 13380.0901 | 8992.9835 | 9217.8891 | 9448.3655 | 9684.7392 | 6099.5641 | 6253.4953 | 6413.1935 | 5675.5599 | 5821.0211 | 5970.0213 | 6200.2709 | 7215.0867 | 7400.0072 | 7589.4785 | 7870.1576 | 9015.9013 | 9246.1686 | 9574.5111 | 10834.0374 | 11112.3066 | 11395.5332 | 11787.6439 | 13205.7932 | 13545.6767 | 13891.4007 | 14246.4366 | 14610.3032 | 15103.1332 | 16783.4341 | 17213.5245 | 17653.3856 | 18108.9275 | 18707.6131 | 20648.5705 | 21175.0992 | 21725.1117 | 22284.0476 | 22857.4118 | 24157.2591 | 32491.3142 | 31590.4972 | 32402.1209 | 33055.4729 | 32047.3694 | 32873.6896 | 33721.9514
|  | In Service |  | 2012 | 2012 Var | Ser | 1st Yr
|  | Year | Mo | Fixed | $/MWh | Life | Factor | Esc
1 | 50MW CT | 2015 | 12 | 551 | 5.62 | 25 | 0.084932 | 2.5% | 7491.7982 |  | 0 | 0 | 0 | 55.7988 | 712.97 | 705.7708 | 639.1821 | 655.1583 | 671.5376 | 688.3535 | 705.7162 | 723.4401 | 741.5553 | 760.2587 | 779.7176 | 800.6527 | 824.0299 | 852.03 | 876.903 | 902.3002 | 925.9935 | 943.8071 | 969.1711 | 994.4332 | 1019.6386 | 1040.3226 | 1067.9383 | 1095.4047 | 1022.216 | 0 | 0 | 0 | 0 | 0 | 0 | 0 | 0 | 0 | 0 | 0 | 0 | 0 | 0 | 0 | 0 | 0 | 0 | 0 | 0 | 0 | 0 | 0 | 0 | 0 | 0 | 0
| Fixed O&M ($000) | [9 empty] | 0 | 0 | 0 | 50.3955 | 608.2009 | 623.4059 | 638.9911 | 654.9659 | 671.34 | 688.1235 | 705.3266 | 722.9597 | 741.0337 | 759.5596 | 778.5486 | 798.0123 | 817.9626 | 838.4117 | 859.372 | 880.8563 | 902.8777 | 925.4496 | 948.5858 | 972.3005 | 996.608 | 1021.5232 | 1047.0613 | 1073.2378 | 1006.6383 | 0 | 0 | 0 | 0 | 0 | 0 | 0 | 0 | 0 | 0 | 0 | 0 | 0 | 0 | 0 | 0 | 0 | 0 | 0 | 0 | 0 | 0 | 0 | 0 | 0 | 0 | 0
| Production (GWh) | [9 empty] | 0 | 0 | 0 | 0.89279 | 16.8889 | 12.9535 | 0.029303 | 0.028811 | 0.028864 | 0.032772 | 0.054153 | 0.065145 | 0.069005 | 0.09024 | 0.14722 | 0.32439 | 0.72724 | 1.5925 | 2.0001 | 2.3868 | 2.5101 | 1.9448 | 2.1276 | 2.2318 | 2.2657 | 1.8043 | 1.9548 | 2.025 | 1.3884 | 0 | 0 | 0 | 0 | 0 | 0 | 0 | 0 | 0 | 0 | 0 | 0 | 0 | 0 | 0 | 0 | 0 | 0 | 0 | 0 | 0 | 0 | 0 | 0 | 0 | 0 | 0
| Variable O&M ($000) | [9 empty] | 0 | 0 | 0 | 5.4033 | 104.7691 | 82.3649 | 0.19098 | 0.19247 | 0.19764 | 0.23002 | 0.38958 | 0.48038 | 0.52156 | 0.69911 | 1.169 | 2.6404 | 6.0673 | 13.6183 | 17.531 | 21.4439 | 23.1158 | 18.3575 | 20.5852 | 22.1327 | 23.0306 | 18.7994 | 20.877 | 22.1668 | 15.5777 | 0 | 0 | 0 | 0 | 0 | 0 | 0 | 0 | 0 | 0 | 0 | 0 | 0 | 0 | 0 | 0 | 0 | 0 | 0 | 0 | 0 | 0 | 0 | 0 | 0 | 0 | 0
CT | Total | [6 empty] | NewGT | 7491.7982 |  | 0 | 0 | 0 | 55.7988 | 712.97 | 705.7708 | 639.1821 | 655.1583 | 671.5376 | 688.3535 | 705.7162 | 723.4401 | 741.5553 | 760.2587 | 779.7176 | 800.6527 | 824.0299 | 852.03 | 876.903 | 902.3002 | 925.9935 | 943.8071 | 969.1711 | 994.4332 | 1019.6386 | 1040.3226 | 1067.9383 | 1095.4047 | 1022.216 | 0 | 0 | 0 | 0 | 0 | 0 | 0 | 0 | 0 | 0 | 0 | 0 | 0 | 0 | 0 | 0 | 0 | 0 | 0 | 0 | 0 | 0 | 0 | 0 | 0 | 0 | 0
2 | Holyrood CP2 | 2022 | 12 | 0 | 0 | 60 | 0.084932 | 2.5% | 0 |  | 0 | 0 | 0 | 0 | 0 | 0 | 0 | 0 | 0 | 0 | 0 | 0 | 0 | 0 | 0 | 0 | 0 | 0 | 0 | 0 | 0 | 0 | 0 | 0 | 0 | 0 | 0 | 0 | 0 | 0 | 0 | 0 | 0 | 0 | 0 | 0 | 0 | 0 | 0 | 0 | 0 | 0 | 0 | 0 | 0 | 0 | 0 | 0 | 0 | 0 | 0 | 0 | 0 | 0 | 0 | 0
| Fixed O&M ($000) | [9 empty] | 0 | 0 | 0 | 0 | 0 | 0 | 0 | 0 | 0 | 0 | 0 | 0 | 0 | 0 | 0 | 0 | 0 | 0 | 0 | 0 | 0 | 0 | 0 | 0 | 0 | 0 | 0 | 0 | 0 | 0 | 0 | 0 | 0 | 0 | 0 | 0 | 0 | 0 | 0 | 0 | 0 | 0 | 0 | 0 | 0 | 0 | 0 | 0 | 0 | 0 | 0 | 0 | 0 | 0 | 0 | 0
| Production (GWh) | [9 empty] | 0 | 0 | 0 | 0 | 0 | 0 | 0 | 0 | 0 | 0 | 0 | 0 | 0 | 0 | 0 | 0 | 0 | 0 | 0 | 0 | 0 | 0 | 0 | 0 | 0 | 0 | 0 | 0 | 0 | 0 | 0 | 0 | 0 | 0 | 0 | 0 | 0 | 0 | 0 | 0 | 0 | 0 | 0 | 0 | 0 | 0 | 0 | 0 | 0 | 0 | 0 | 0 | 0 | 0 | 0 | 0
| Variable O&M ($000) | [9 empty] | 0 | 0 | 0 | 0 | 0 | 0 | 0 | 0 | 0 | 0 | 0 | 0 | 0 | 0 | 0 | 0 | 0 | 0 | 0 | 0 | 0 | 0 | 0 | 0 | 0 | 0 | 0 | 0 | 0 | 0 | 0 | 0 | 0 | 0 | 0 | 0 | 0 | 0 | 0 | 0 | 0 | 0 | 0 | 0 | 0 | 0 | 0 | 0 | 0 | 0 | 0 | 0 | 0 | 0 | 0 | 0
HRD | Total | [6 empty] | HRD |  |  | 0 | 0 | 0 | 0 | 0 | 0 | 0 | 0 | 0 | 0 | 0 | 0 | 0 | 0 | 0 | 0 | 0 | 0 | 0 | 0 | 0 | 0 | 0 | 0 | 0 | 0 | 0 | 0 | 0 | 0 | 0 | 0 | 0 | 0 | 0 | 0 | 0 | 0 | 0 | 0 | 0 | 0 | 0 | 0 | 0 | 0 | 0 | 0 | 0 | 0 | 0 | 0 | 0 | 0 | 0 | 0
3 | Holyrood CP3 | 2027 | 12 | 0 | 0 | 60 | 0.084932 | 2.5% | 0 |  | 0 | 0 | 0 | 0 | 0 | 0 | 0 | 0 | 0 | 0 | 0 | 0 | 0 | 0 | 0 | 0 | 0 | 0 | 0 | 0 | 0 | 0 | 0 | 0 | 0 | 0 | 0 | 0 | 0 | 0 | 0 | 0 | 0 | 0 | 0 | 0 | 0 | 0 | 0 | 0 | 0 | 0 | 0 | 0 | 0 | 0 | 0 | 0 | 0 | 0 | 0 | 0 | 0 | 0 | 0 | 0
| Fixed O&M ($000) | [9 empty] | 0 | 0 | 0 | 0 | 0 | 0 | 0 | 0 | 0 | 0 | 0 | 0 | 0 | 0 | 0 | 0 | 0 | 0 | 0 | 0 | 0 | 0 | 0 | 0 | 0 | 0 | 0 | 0 | 0 | 0 | 0 | 0 | 0 | 0 | 0 | 0 | 0 | 0 | 0 | 0 | 0 | 0 | 0 | 0 | 0 | 0 | 0 | 0 | 0 | 0 | 0 | 0 | 0 | 0 | 0 | 0
| Production (GWh) | [9 empty] | 0 | 0 | 0 | 0 | 0 | 0 | 0 | 0 | 0 | 0 | 0 | 0 | 0 | 0 | 0 | 0 | 0 | 0 | 0 | 0 | 0 | 0 | 0 | 0 | 0 | 0 | 0 | 0 | 0 | 0 | 0 | 0 | 0 | 0 | 0 | 0 | 0 | 0 | 0 | 0 | 0 | 0 | 0 | 0 | 0 | 0 | 0 | 0 | 0 | 0 | 0 | 0 | 0 | 0 | 0 | 0
| Variable O&M ($000) | [9 empty] | 0 | 0 | 0 | 0 | 0 | 0 | 0 | 0 | 0 | 0 | 0 | 0 | 0 | 0 | 0 | 0 | 0 | 0 | 0 | 0 | 0 | 0 | 0 | 0 | 0 | 0 | 0 | 0 | 0 | 0 | 0 | 0 | 0 | 0 | 0 | 0 | 0 | 0 | 0 | 0 | 0 | 0 | 0 | 0 | 0 | 0 | 0 | 0 | 0 | 0 | 0 | 0 | 0 | 0 | 0 | 0
HRD | Total | [6 empty] | HRD |  |  | 0 | 0 | 0 | 0 | 0 | 0 | 0 | 0 | 0 | 0 | 0 | 0 | 0 | 0 | 0 | 0 | 0 | 0 | 0 | 0 | 0 | 0 | 0 | 0 | 0 | 0 | 0 | 0 | 0 | 0 | 0 | 0 | 0 | 0 | 0 | 0 | 0 | 0 | 0 | 0 | 0 | 0 | 0 | 0 | 0 | 0 | 0 | 0 | 0 | 0 | 0 | 0 | 0 | 0 | 0 | 0
4 | 50MW CT | 2032 | 12 | 551 | 5.62 | 25 | 0.084932 | 2.5% | 3587.4306 |  | 0 | 0 | 0 | 0 | 0 | 0 | 0 | 0 | 0 | 0 | 0 | 0 | 0 | 0 | 0 | 0 | 0 | 0 | 0 | 0 | 79.8633 | 947.0051 | 973.4548 | 1001.2295 | 1028.5898 | 1046.8514 | 1074.4382 | 1101.6986 | 1122.2483 | 1147.7181 | 1177.8322 | 1207.8473 | 1232.9568 | 1265.5711 | 1298.4479 | 1332.2146 | 1366.5943 | 1400.8503 | 1429.819 | 1466.703 | 1504.2334 | 1543.5815 | 1582.3644 | 1615.9231 | 1657.0538 | 1554.211 | 0 | 0 | 0 | 0 | 0 | 0 | 0 | 0 | 0 | 0
| Fixed O&M ($000) | [9 empty] | 0 | 0 | 0 | 0 | 0 | 0 | 0 | 0 | 0 | 0 | 0 | 0 | 0 | 0 | 0 | 0 | 0 | 0 | 0 | 0 | 76.6828 | 925.4496 | 948.5858 | 972.3005 | 996.608 | 1021.5232 | 1047.0613 | 1073.2378 | 1100.0688 | 1127.5705 | 1155.7597 | 1184.6537 | 1214.2701 | 1244.6268 | 1275.7425 | 1307.6361 | 1340.327 | 1373.8351 | 1408.181 | 1443.3855 | 1479.4702 | 1516.4569 | 1554.3684 | 1593.2276 | 1633.0583 | 1531.7192 | 0 | 0 | 0 | 0 | 0 | 0 | 0 | 0 | 0 | 0
| Production (GWh) | [9 empty] | 0 | 0 | 0 | 0 | 0 | 0 | 0 | 0 | 0 | 0 | 0 | 0 | 0 | 0 | 0 | 0 | 0 | 0 | 0 | 0 | 0.34538 | 2.2836 | 2.5704 | 2.9171 | 3.1463 | 2.4309 | 2.5635 | 2.6 | 1.9767 | 1.7518 | 1.8724 | 1.9195 | 1.5088 | 1.6498 | 1.7449 | 1.8428 | 1.9214 | 1.9279 | 1.5065 | 1.5839 | 1.641 | 1.7537 | 1.7659 | 1.3966 | 1.4406 | 1.3174 | 0 | 0 | 0 | 0 | 0 | 0 | 0 | 0 | 0 | 0
| Variable O&M ($000) | [9 empty] | 0 | 0 | 0 | 0 | 0 | 0 | 0 | 0 | 0 | 0 | 0 | 0 | 0 | 0 | 0 | 0 | 0 | 0 | 0 | 0 | 3.1806 | 21.5555 | 24.8689 | 28.929 | 31.9818 | 25.3282 | 27.377 | 28.4608 | 22.1795 | 20.1477 | 22.0724 | 23.1935 | 18.6867 | 20.9442 | 22.7055 | 24.5785 | 26.2673 | 27.0151 | 21.638 | 23.3175 | 24.7633 | 27.1245 | 27.996 | 22.6956 | 23.9955 | 22.4919 | 0 | 0 | 0 | 0 | 0 | 0 | 0 | 0 | 0 | 0
CT | Total | [6 empty] | NewGT |  |  | 0 | 0 | 0 | 0 | 0 | 0 | 0 | 0 | 0 | 0 | 0 | 0 | 0 | 0 | 0 | 0 | 0 | 0 | 0 | 0 | 79.8633 | 947.0051 | 973.4548 | 1001.2295 | 1028.5898 | 1046.8514 | 1074.4382 | 1101.6986 | 1122.2483 | 1147.7181 | 1177.8322 | 1207.8473 | 1232.9568 | 1265.5711 | 1298.4479 | 1332.2146 | 1366.5943 | 1400.8503 | 1429.819 | 1466.703 | 1504.2334 | 1543.5815 | 1582.3644 | 1615.9231 | 1657.0538 | 1554.211 | 0 | 0 | 0 | 0 | 0 | 0 | 0 | 0 | 0 | 0
5 | Holyrood CP4 | 2032 | 12 | 0 | 0 | 60 | 0.084932 | 2.5% | 0 |  | 0 | 0 | 0 | 0 | 0 | 0 | 0 | 0 | 0 | 0 | 0 | 0 | 0 | 0 | 0 | 0 | 0 | 0 | 0 | 0 | 0 | 0 | 0 | 0 | 0 | 0 | 0 | 0 | 0 | 0 | 0 | 0 | 0 | 0 | 0 | 0 | 0 | 0 | 0 | 0 | 0 | 0 | 0 | 0 | 0 | 0 | 0 | 0 | 0 | 0 | 0 | 0 | 0 | 0 | 0 | 0
| Fixed O&M ($000) | [9 empty] | 0 | 0 | 0 | 0 | 0 | 0 | 0 | 0 | 0 | 0 | 0 | 0 | 0 | 0 | 0 | 0 | 0 | 0 | 0 | 0 | 0 | 0 | 0 | 0 | 0 | 0 | 0 | 0 | 0 | 0 | 0 | 0 | 0 | 0 | 0 | 0 | 0 | 0 | 0 | 0 | 0 | 0 | 0 | 0 | 0 | 0 | 0 | 0 | 0 | 0 | 0 | 0 | 0 | 0 | 0 | 0
| Production (GWh) | [9 empty] | 0 | 0 | 0 | 0 | 0 | 0 | 0 | 0 | 0 | 0 | 0 | 0 | 0 | 0 | 0 | 0 | 0 | 0 | 0 | 0 | 0 | 0 | 0 | 0 | 0 | 0 | 0 | 0 | 0 | 0 | 0 | 0 | 0 | 0 | 0 | 0 | 0 | 0 | 0 | 0 | 0 | 0 | 0 | 0 | 0 | 0 | 0 | 0 | 0 | 0 | 0 | 0 | 0 | 0 | 0 | 0
| Variable O&M ($000) | [9 empty] | 0 | 0 | 0 | 0 | 0 | 0 | 0 | 0 | 0 | 0 | 0 | 0 | 0 | 0 | 0 | 0 | 0 | 0 | 0 | 0 | 0 | 0 | 0 | 0 | 0 | 0 | 0 | 0 | 0 | 0 | 0 | 0 | 0 | 0 | 0 | 0 | 0 | 0 | 0 | 0 | 0 | 0 | 0 | 0 | 0 | 0 | 0 | 0 | 0 | 0 | 0 | 0 | 0 | 0 | 0 | 0
HRD | Total | [6 empty] | HRD |  |  | 0 | 0 | 0 | 0 | 0 | 0 | 0 | 0 | 0 | 0 | 0 | 0 | 0 | 0 | 0 | 0 | 0 | 0 | 0 | 0 | 0 | 0 | 0 | 0 | 0 | 0 | 0 | 0 | 0 | 0 | 0 | 0 | 0 | 0 | 0 | 0 | 0 | 0 | 0 | 0 | 0 | 0 | 0 | 0 | 0 | 0 | 0 | 0 | 0 | 0 | 0 | 0 | 0 | 0 | 0 | 0
6 | 50MW CT | 2036 | 12 | 551 | 5.62 | 25 | 0.084932 | 2.5% | 3026.4002 |  | 0 | 0 | 0 | 0 | 0 | 0 | 0 | 0 | 0 | 0 | 0 | 0 | 0 | 0 | 0 | 0 | 0 | 0 | 0 | 0 | 0 | 0 | 0 | 0 | 88.268 | 1051.7245 | 1079.8642 | 1106.9041 | 1128.8309 | 1153.1442 | 1183.8558 | 1213.6244 | 1238.5397 | 1271.7206 | 1304.6015 | 1338.3481 | 1372.814 | 1407.8387 | 1435.9491 | 1473.133 | 1511.0507 | 1550.673 | 1589.7389 | 1622.7673 | 1664.2778 | 1706.8252 | 1744.3256 | 1789.445 | 1830.9251 | 1696.8321 | 0 | 0 | 0 | 0 | 0 | 0
| Fixed O&M ($000) | [9 empty] | 0 | 0 | 0 | 0 | 0 | 0 | 0 | 0 | 0 | 0 | 0 | 0 | 0 | 0 | 0 | 0 | 0 | 0 | 0 | 0 | 0 | 0 | 0 | 0 | 84.6434 | 1021.5232 | 1047.0613 | 1073.2378 | 1100.0688 | 1127.5705 | 1155.7597 | 1184.6537 | 1214.2701 | 1244.6268 | 1275.7425 | 1307.6361 | 1340.327 | 1373.8351 | 1408.181 | 1443.3855 | 1479.4702 | 1516.4569 | 1554.3684 | 1593.2276 | 1633.0583 | 1673.8847 | 1715.7318 | 1758.6251 | 1802.5907 | 1690.7313 | 0 | 0 | 0 | 0 | 0 | 0
| Production (GWh) | [9 empty] | 0 | 0 | 0 | 0 | 0 | 0 | 0 | 0 | 0 | 0 | 0 | 0 | 0 | 0 | 0 | 0 | 0 | 0 | 0 | 0 | 0 | 0 | 0 | 0 | 0.35658 | 2.8986 | 3.0715 | 3.0755 | 2.5634 | 2.2236 | 2.3834 | 2.3976 | 1.9596 | 2.1343 | 2.2179 | 2.3027 | 2.3764 | 2.4266 | 1.9333 | 2.0206 | 2.0928 | 2.2122 | 2.231 | 1.8178 | 1.8743 | 1.9294 | 1.6339 | 1.7182 | 1.5411 | 0.32372 | 0 | 0 | 0 | 0 | 0 | 0
| Variable O&M ($000) | [9 empty] | 0 | 0 | 0 | 0 | 0 | 0 | 0 | 0 | 0 | 0 | 0 | 0 | 0 | 0 | 0 | 0 | 0 | 0 | 0 | 0 | 0 | 0 | 0 | 0 | 3.6246 | 30.2013 | 32.8029 | 33.6663 | 28.7621 | 25.5737 | 28.096 | 28.9706 | 24.2696 | 27.0938 | 28.859 | 30.7121 | 32.487 | 34.0036 | 27.7681 | 29.7475 | 31.5805 | 34.2161 | 35.3706 | 29.5397 | 31.2195 | 32.9405 | 28.5938 | 30.8199 | 28.3343 | 6.1007 | 0 | 0 | 0 | 0 | 0 | 0
CT | Total | [6 empty] | NewGT |  |  | 0 | 0 | 0 | 0 | 0 | 0 | 0 | 0 | 0 | 0 | 0 | 0 | 0 | 0 | 0 | 0 | 0 | 0 | 0 | 0 | 0 | 0 | 0 | 0 | 88.268 | 1051.7245 | 1079.8642 | 1106.9041 | 1128.8309 | 1153.1442 | 1183.8558 | 1213.6244 | 1238.5397 | 1271.7206 | 1304.6015 | 1338.3481 | 1372.814 | 1407.8387 | 1435.9491 | 1473.133 | 1511.0507 | 1550.673 | 1589.7389 | 1622.7673 | 1664.2778 | 1706.8252 | 1744.3256 | 1789.445 | 1830.9251 | 1696.8321 | 0 | 0 | 0 | 0 | 0 | 0
7 | Holyrood CP5 | 2037 | 12 | 0 | 0 | 60 | 0.084932 | 2.5% | 0 |  | 0 | 0 | 0 | 0 | 0 | 0 | 0 | 0 | 0 | 0 | 0 | 0 | 0 | 0 | 0 | 0 | 0 | 0 | 0 | 0 | 0 | 0 | 0 | 0 | 0 | 0 | 0 | 0 | 0 | 0 | 0 | 0 | 0 | 0 | 0 | 0 | 0 | 0 | 0 | 0 | 0 | 0 | 0 | 0 | 0 | 0 | 0 | 0 | 0 | 0 | 0 | 0 | 0 | 0 | 0 | 0
| Fixed O&M ($000) | [9 empty] | 0 | 0 | 0 | 0 | 0 | 0 | 0 | 0 | 0 | 0 | 0 | 0 | 0 | 0 | 0 | 0 | 0 | 0 | 0 | 0 | 0 | 0 | 0 | 0 | 0 | 0 | 0 | 0 | 0 | 0 | 0 | 0 | 0 | 0 | 0 | 0 | 0 | 0 | 0 | 0 | 0 | 0 | 0 | 0 | 0 | 0 | 0 | 0 | 0 | 0 | 0 | 0 | 0 | 0 | 0 | 0
| Production (GWh) | [9 empty] | 0 | 0 | 0 | 0 | 0 | 0 | 0 | 0 | 0 | 0 | 0 | 0 | 0 | 0 | 0 | 0 | 0 | 0 | 0 | 0 | 0 | 0 | 0 | 0 | 0 | 0 | 0 | 0 | 0 | 0 | 0 | 0 | 0 | 0 | 0 | 0 | 0 | 0 | 0 | 0 | 0 | 0 | 0 | 0 | 0 | 0 | 0 | 0 | 0 | 0 | 0 | 0 | 0 | 0 | 0 | 0
| Variable O&M ($000) | [9 empty] | 0 | 0 | 0 | 0 | 0 | 0 | 0 | 0 | 0 | 0 | 0 | 0 | 0 | 0 | 0 | 0 | 0 | 0 | 0 | 0 | 0 | 0 | 0 | 0 | 0 | 0 | 0 | 0 | 0 | 0 | 0 | 0 | 0 | 0 | 0 | 0 | 0 | 0 | 0 | 0 | 0 | 0 | 0 | 0 | 0 | 0 | 0 | 0 | 0 | 0 | 0 | 0 | 0 | 0 | 0 | 0
HRD | Total | [6 empty] | HRD |  |  | 0 | 0 | 0 | 0 | 0 | 0 | 0 | 0 | 0 | 0 | 0 | 0 | 0 | 0 | 0 | 0 | 0 | 0 | 0 | 0 | 0 | 0 | 0 | 0 | 0 | 0 | 0 | 0 | 0 | 0 | 0 | 0 | 0 | 0 | 0 | 0 | 0 | 0 | 0 | 0 | 0 | 0 | 0 | 0 | 0 | 0 | 0 | 0 | 0 | 0 | 0 | 0 | 0 | 0 | 0 | 0
8 | 50MW CT | 2039 | 12 | 551 | 5.62 | 25 | 0.084932 | 2.5% | 2665.1749 |  | 0 | 0 | 0 | 0 | 0 | 0 | 0 | 0 | 0 | 0 | 0 | 0 | 0 | 0 | 0 | 0 | 0 | 0 | 0 | 0 | 0 | 0 | 0 | 0 | 0 | 0 | 0 | 95.9776 | 1133.3879 | 1160.9237 | 1190.9293 | 1220.5674 | 1244.5718 | 1277.5584 | 1310.6716 | 1344.6746 | 1379.4993 | 1414.6339 | 1442.4234 | 1479.9093 | 1518.1914 | 1558.1292 | 1597.5321 | 1630.0625 | 1671.9067 | 1714.9151 | 1752.3327 | 1797.8747 | 1838.8418 | 1857.7379 | 1905.1571 | 1953.4979 | 1831.6421 | 0 | 0 | 0
| Fixed O&M ($000) | [9 empty] | 0 | 0 | 0 | 0 | 0 | 0 | 0 | 0 | 0 | 0 | 0 | 0 | 0 | 0 | 0 | 0 | 0 | 0 | 0 | 0 | 0 | 0 | 0 | 0 | 0 | 0 | 0 | 91.1517 | 1100.0688 | 1127.5705 | 1155.7597 | 1184.6537 | 1214.2701 | 1244.6268 | 1275.7425 | 1307.6361 | 1340.327 | 1373.8351 | 1408.181 | 1443.3855 | 1479.4702 | 1516.4569 | 1554.3684 | 1593.2276 | 1633.0583 | 1673.8847 | 1715.7318 | 1758.6251 | 1802.5907 | 1847.6555 | 1893.8469 | 1941.1931 | 1820.7327 | 0 | 0 | 0
| Production (GWh) | [9 empty] | 0 | 0 | 0 | 0 | 0 | 0 | 0 | 0 | 0 | 0 | 0 | 0 | 0 | 0 | 0 | 0 | 0 | 0 | 0 | 0 | 0 | 0 | 0 | 0 | 0 | 0 | 0 | 0.44086 | 2.9695 | 2.9001 | 2.9834 | 2.9722 | 2.4466 | 2.5941 | 2.6844 | 2.777 | 2.8654 | 2.9116 | 2.3841 | 2.4809 | 2.566 | 2.6942 | 2.7226 | 2.2667 | 2.3323 | 2.4032 | 2.0915 | 2.1882 | 1.9717 | 0.535 | 0.58552 | 0.62147 | 0.53756 | 0 | 0 | 0
| Variable O&M ($000) | [9 empty] | 0 | 0 | 0 | 0 | 0 | 0 | 0 | 0 | 0 | 0 | 0 | 0 | 0 | 0 | 0 | 0 | 0 | 0 | 0 | 0 | 0 | 0 | 0 | 0 | 0 | 0 | 0 | 4.8259 | 33.3191 | 33.3533 | 35.1696 | 35.9137 | 30.3017 | 32.9315 | 34.9291 | 37.0385 | 39.1723 | 40.7987 | 34.2424 | 36.5238 | 38.7212 | 41.6723 | 43.1637 | 36.8349 | 38.8484 | 41.0304 | 36.6009 | 39.2496 | 36.2511 | 10.0824 | 11.3102 | 12.3048 | 10.9094 | 0 | 0 | 0
CT | Total | [6 empty] | NewGT |  |  | 0 | 0 | 0 | 0 | 0 | 0 | 0 | 0 | 0 | 0 | 0 | 0 | 0 | 0 | 0 | 0 | 0 | 0 | 0 | 0 | 0 | 0 | 0 | 0 | 0 | 0 | 0 | 95.9776 | 1133.3879 | 1160.9237 | 1190.9293 | 1220.5674 | 1244.5718 | 1277.5584 | 1310.6716 | 1344.6746 | 1379.4993 | 1414.6339 | 1442.4234 | 1479.9093 | 1518.1914 | 1558.1292 | 1597.5321 | 1630.0625 | 1671.9067 | 1714.9151 | 1752.3327 | 1797.8747 | 1838.8418 | 1857.7379 | 1905.1571 | 1953.4979 | 1831.6421 | 0 | 0 | 0
9 | 50MW CT | 2040 | 12 | 551 | 5.62 | 25 | 0.084932 | 2.5% | 2561.2823 |  | 0 | 0 | 0 | 0 | 0 | 0 | 0 | 0 | 0 | 0 | 0 | 0 | 0 | 0 | 0 | 0 | 0 | 0 | 0 | 0 | 0 | 0 | 0 | 0 | 0 | 0 | 0 | 0 | 98.4652 | 1163.4091 | 1193.6267 | 1224.1343 | 1250.4764 | 1283.0118 | 1316.0495 | 1349.9953 | 1384.9401 | 1419.8356 | 1449.573 | 1487.4621 | 1526.2395 | 1566.7363 | 1606.6163 | 1637.6837 | 1679.8713 | 1723.4602 | 1760.7631 | 1806.7375 | 1847.5016 | 1861.5108 | 1909.4731 | 1958.1421 | 2007.706 | 1884.2061 | 0 | 0
| Fixed O&M ($000) | [9 empty] | 0 | 0 | 0 | 0 | 0 | 0 | 0 | 0 | 0 | 0 | 0 | 0 | 0 | 0 | 0 | 0 | 0 | 0 | 0 | 0 | 0 | 0 | 0 | 0 | 0 | 0 | 0 | 0 | 93.4305 | 1127.5705 | 1155.7597 | 1184.6537 | 1214.2701 | 1244.6268 | 1275.7425 | 1307.6361 | 1340.327 | 1373.8351 | 1408.181 | 1443.3855 | 1479.4702 | 1516.4569 | 1554.3684 | 1593.2276 | 1633.0583 | 1673.8847 | 1715.7318 | 1758.6251 | 1802.5907 | 1847.6555 | 1893.8469 | 1941.1931 | 1989.7229 | 1866.2511 | 0 | 0
| Production (GWh) | [9 empty] | 0 | 0 | 0 | 0 | 0 | 0 | 0 | 0 | 0 | 0 | 0 | 0 | 0 | 0 | 0 | 0 | 0 | 0 | 0 | 0 | 0 | 0 | 0 | 0 | 0 | 0 | 0 | 0 | 0.44871 | 3.1162 | 3.2122 | 3.2674 | 2.9234 | 3.0237 | 3.0977 | 3.176 | 3.2634 | 3.2828 | 2.8819 | 2.9939 | 3.0993 | 3.2507 | 3.2956 | 2.7357 | 2.8105 | 2.9037 | 2.5732 | 2.6822 | 2.4427 | 0.73521 | 0.80895 | 0.85603 | 0.88611 | 0.86315 | 0 | 0
| Variable O&M ($000) | [9 empty] | 0 | 0 | 0 | 0 | 0 | 0 | 0 | 0 | 0 | 0 | 0 | 0 | 0 | 0 | 0 | 0 | 0 | 0 | 0 | 0 | 0 | 0 | 0 | 0 | 0 | 0 | 0 | 0 | 5.0347 | 35.8386 | 37.867 | 39.4806 | 36.2063 | 38.385 | 40.307 | 42.3593 | 44.6132 | 46.0005 | 41.392 | 44.0765 | 46.7693 | 50.2794 | 52.248 | 44.4561 | 46.8131 | 49.5755 | 45.0313 | 48.1124 | 44.9109 | 13.8553 | 15.6261 | 16.949 | 17.9831 | 17.955 | 0 | 0
CT | Total | [6 empty] | NewGT |  |  | 0 | 0 | 0 | 0 | 0 | 0 | 0 | 0 | 0 | 0 | 0 | 0 | 0 | 0 | 0 | 0 | 0 | 0 | 0 | 0 | 0 | 0 | 0 | 0 | 0 | 0 | 0 | 0 | 98.4652 | 1163.4091 | 1193.6267 | 1224.1343 | 1250.4764 | 1283.0118 | 1316.0495 | 1349.9953 | 1384.9401 | 1419.8356 | 1449.573 | 1487.4621 | 1526.2395 | 1566.7363 | 1606.6163 | 1637.6837 | 1679.8713 | 1723.4602 | 1760.7631 | 1806.7375 | 1847.5016 | 1861.5108 | 1909.4731 | 1958.1421 | 2007.706 | 1884.2061 | 0 | 0
10 | 50MW CT | 2043 | 12 | 551 | 5.62 | 25 | 0.084932 | 2.5% | 2210.9853 |  | 0 | 0 | 0 | 0 | 0 | 0 | 0 | 0 | 0 | 0 | 0 | 0 | 0 | 0 | 0 | 0 | 0 | 0 | 0 | 0 | 0 | 0 | 0 | 0 | 0 | 0 | 0 | 0 | 0 | 0 | 0 | 105.9491 | 1253.3391 | 1287.2577 | 1322.0589 | 1358.1436 | 1395.3186 | 1432.7187 | 1454.6747 | 1493.2207 | 1533.1369 | 1575.2633 | 1617.0753 | 1646.8269 | 1689.6991 | 1733.8981 | 1769.6856 | 1816.2021 | 1857.1488 | 1866.2876 | 1914.6642 | 1963.7016 | 2013.6469 | 2066.4842 | 2113.4026 | 2167.603
| Fixed O&M ($000) | [9 empty] | 0 | 0 | 0 | 0 | 0 | 0 | 0 | 0 | 0 | 0 | 0 | 0 | 0 | 0 | 0 | 0 | 0 | 0 | 0 | 0 | 0 | 0 | 0 | 0 | 0 | 0 | 0 | 0 | 0 | 0 | 0 | 100.6144 | 1214.2701 | 1244.6268 | 1275.7425 | 1307.6361 | 1340.327 | 1373.8351 | 1408.181 | 1443.3855 | 1479.4702 | 1516.4569 | 1554.3684 | 1593.2276 | 1633.0583 | 1673.8847 | 1715.7318 | 1758.6251 | 1802.5907 | 1847.6555 | 1893.8469 | 1941.1931 | 1989.7229 | 2039.466 | 2090.4526 | 2142.7139
| Production (GWh) | [9 empty] | 0 | 0 | 0 | 0 | 0 | 0 | 0 | 0 | 0 | 0 | 0 | 0 | 0 | 0 | 0 | 0 | 0 | 0 | 0 | 0 | 0 | 0 | 0 | 0 | 0 | 0 | 0 | 0 | 0 | 0 | 0 | 0.4415 | 3.1545 | 3.3582 | 3.5595 | 3.7869 | 4.0226 | 4.2022 | 3.2371 | 3.3851 | 3.5564 | 3.802 | 3.9553 | 3.2984 | 3.4005 | 3.5151 | 3.0831 | 3.2099 | 2.9674 | 0.98868 | 1.0777 | 1.1368 | 1.1788 | 1.2988 | 1.0764 | 1.1388
| Variable O&M ($000) | [9 empty] | 0 | 0 | 0 | 0 | 0 | 0 | 0 | 0 | 0 | 0 | 0 | 0 | 0 | 0 | 0 | 0 | 0 | 0 | 0 | 0 | 0 | 0 | 0 | 0 | 0 | 0 | 0 | 0 | 0 | 0 | 0 | 5.3347 | 39.069 | 42.6309 | 46.3164 | 50.5075 | 54.9917 | 58.8836 | 46.4937 | 49.8351 | 53.6667 | 58.8064 | 62.707 | 53.5993 | 56.6408 | 60.0134 | 53.9538 | 57.5769 | 54.5581 | 18.6321 | 20.8173 | 22.5085 | 23.924 | 27.0182 | 22.95 | 24.889
CT | Total | [6 empty] | NewGT | 2210.9853 |  | 0 | 0 | 0 | 0 | 0 | 0 | 0 | 0 | 0 | 0 | 0 | 0 | 0 | 0 | 0 | 0 | 0 | 0 | 0 | 0 | 0 | 0 | 0 | 0 | 0 | 0 | 0 | 0 | 0 | 0 | 0 | 105.9491 | 1253.3391 | 1287.2577 | 1322.0589 | 1358.1436 | 1395.3186 | 1432.7187 | 1454.6747 | 1493.2207 | 1533.1369 | 1575.2633 | 1617.0753 | 1646.8269 | 1689.6991 | 1733.8981 | 1769.6856 | 1816.2021 | 1857.1488 | 1866.2876 | 1914.6642 | 1963.7016 | 2013.6469 | 2066.4842 | 2113.4026 | 2167.603
11 | Holyrood CP5 | 2042 | 12 | 0 | 0 | 60 | 0.084932 | 2.5% | 0 |  | 0 | 0 | 0 | 0 | 0 | 0 | 0 | 0 | 0 | 0 | 0 | 0 | 0 | 0 | 0 | 0 | 0 | 0 | 0 | 0 | 0 | 0 | 0 | 0 | 0 | 0 | 0 | 0 | 0 | 0 | 0 | 0 | 0 | 0 | 0 | 0 | 0 | 0 | 0 | 0 | 0 | 0 | 0 | 0 | 0 | 0 | 0 | 0 | 0 | 0 | 0 | 0 | 0 | 0 | 0 | 0
| Fixed O&M ($000) | [9 empty] | 0 | 0 | 0 | 0 | 0 | 0 | 0 | 0 | 0 | 0 | 0 | 0 | 0 | 0 | 0 | 0 | 0 | 0 | 0 | 0 | 0 | 0 | 0 | 0 | 0 | 0 | 0 | 0 | 0 | 0 | 0 | 0 | 0 | 0 | 0 | 0 | 0 | 0 | 0 | 0 | 0 | 0 | 0 | 0 | 0 | 0 | 0 | 0 | 0 | 0 | 0 | 0 | 0 | 0 | 0 | 0
| Production (GWh) | [9 empty] | 0 | 0 | 0 | 0 | 0 | 0 | 0 | 0 | 0 | 0 | 0 | 0 | 0 | 0 | 0 | 0 | 0 | 0 | 0 | 0 | 0 | 0 | 0 | 0 | 0 | 0 | 0 | 0 | 0 | 0 | 0 | 0 | 0 | 0 | 0 | 0 | 0 | 0 | 0 | 0 | 0 | 0 | 0 | 0 | 0 | 0 | 0 | 0 | 0 | 0 | 0 | 0 | 0 | 0 | 0 | 0
| Variable O&M ($000) | [7 empty] | 0 |  | 0 | 0 | 0 | 0 | 0 | 0 | 0 | 0 | 0 | 0 | 0 | 0 | 0 | 0 | 0 | 0 | 0 | 0 | 0 | 0 | 0 | 0 | 0 | 0 | 0 | 0 | 0 | 0 | 0 | 0 | 0 | 0 | 0 | 0 | 0 | 0 | 0 | 0 | 0 | 0 | 0 | 0 | 0 | 0 | 0 | 0 | 0 | 0 | 0 | 0 | 0 | 0 | 0 | 0 | 0 | 0
HRD | Total | [6 empty] | HRD | 0 |  | 0 | 0 | 0 | 0 | 0 | 0 | 0 | 0 | 0 | 0 | 0 | 0 | 0 | 0 | 0 | 0 | 0 | 0 | 0 | 0 | 0 | 0 | 0 | 0 | 0 | 0 | 0 | 0 | 0 | 0 | 0 | 0 | 0 | 0 | 0 | 0 | 0 | 0 | 0 | 0 | 0 | 0 | 0 | 0 | 0 | 0 | 0 | 0 | 0 | 0 | 0 | 0 | 0 | 0 | 0 | 0
12 | Holyrood CP5 | 2047 | 12 | 0 | 0 | 60 | 0.084932 | 2.5% | 0 |  | 0 | 0 | 0 | 0 | 0 | 0 | 0 | 0 | 0 | 0 | 0 | 0 | 0 | 0 | 0 | 0 | 0 | 0 | 0 | 0 | 0 | 0 | 0 | 0 | 0 | 0 | 0 | 0 | 0 | 0 | 0 | 0 | 0 | 0 | 0 | 0 | 0 | 0 | 0 | 0 | 0 | 0 | 0 | 0 | 0 | 0 | 0 | 0 | 0 | 0 | 0 | 0 | 0 | 0 | 0 | 0
| Fixed O&M ($000) | [7 empty] | 0 |  | 0 | 0 | 0 | 0 | 0 | 0 | 0 | 0 | 0 | 0 | 0 | 0 | 0 | 0 | 0 | 0 | 0 | 0 | 0 | 0 | 0 | 0 | 0 | 0 | 0 | 0 | 0 | 0 | 0 | 0 | 0 | 0 | 0 | 0 | 0 | 0 | 0 | 0 | 0 | 0 | 0 | 0 | 0 | 0 | 0 | 0 | 0 | 0 | 0 | 0 | 0 | 0 | 0 | 0 | 0 | 0
| Production (GWh) | [9 empty] | 0 | 0 | 0 | 0 | 0 | 0 | 0 | 0 | 0 | 0 | 0 | 0 | 0 | 0 | 0 | 0 | 0 | 0 | 0 | 0 | 0 | 0 | 0 | 0 | 0 | 0 | 0 | 0 | 0 | 0 | 0 | 0 | 0 | 0 | 0 | 0 | 0 | 0 | 0 | 0 | 0 | 0 | 0 | 0 | 0 | 0 | 0 | 0 | 0 | 0 | 0 | 0 | 0 | 0 | 0 | 0
| Variable O&M ($000) | [7 empty] | 0 |  | 0 | 0 | 0 | 0 | 0 | 0 | 0 | 0 | 0 | 0 | 0 | 0 | 0 | 0 | 0 | 0 | 0 | 0 | 0 | 0 | 0 | 0 | 0 | 0 | 0 | 0 | 0 | 0 | 0 | 0 | 0 | 0 | 0 | 0 | 0 | 0 | 0 | 0 | 0 | 0 | 0 | 0 | 0 | 0 | 0 | 0 | 0 | 0 | 0 | 0 | 0 | 0 | 0 | 0 | 0 | 0
HRD | Total | [6 empty] | HRD | 0 |  | 0 | 0 | 0 | 0 | 0 | 0 | 0 | 0 | 0 | 0 | 0 | 0 | 0 | 0 | 0 | 0 | 0 | 0 | 0 | 0 | 0 | 0 | 0 | 0 | 0 | 0 | 0 | 0 | 0 | 0 | 0 | 0 | 0 | 0 | 0 | 0 | 0 | 0 | 0 | 0 | 0 | 0 | 0 | 0 | 0 | 0 | 0 | 0 | 0 | 0 | 0 | 0 | 0 | 0 | 0 | 0
13 | 50MW CT | 2049 | 12 | 551 | 5.62 | 25 | 0.084932 | 2.5% | 1437.1115 |  | 0 | 0 | 0 | 0 | 0 | 0 | 0 | 0 | 0 | 0 | 0 | 0 | 0 | 0 | 0 | 0 | 0 | 0 | 0 | 0 | 0 | 0 | 0 | 0 | 0 | 0 | 0 | 0 | 0 | 0 | 0 | 0 | 0 | 0 | 0 | 0 | 0 | 123.3406 | 1469.4815 | 1509.0454 | 1548.8813 | 1590.1005 | 1630.7045 | 1658.5283 | 1703.3889 | 1749.2857 | 1780.9295 | 1828.1747 | 1869.135 | 1871.4039 | 1920.6289 | 1970.0571 | 2020.4879 | 2073.782 | 2120.8001 | 2175.468
| Fixed O&M ($000) | [9 empty] | 0 | 0 | 0 | 0 | 0 | 0 | 0 | 0 | 0 | 0 | 0 | 0 | 0 | 0 | 0 | 0 | 0 | 0 | 0 | 0 | 0 | 0 | 0 | 0 | 0 | 0 | 0 | 0 | 0 | 0 | 0 | 0 | 0 | 0 | 0 | 0 | 0 | 116.6819 | 1408.181 | 1443.3855 | 1479.4702 | 1516.4569 | 1554.3684 | 1593.2276 | 1633.0583 | 1673.8847 | 1715.7318 | 1758.6251 | 1802.5907 | 1847.6555 | 1893.8469 | 1941.1931 | 1989.7229 | 2039.466 | 2090.4526 | 2142.7139
| Production (GWh) | [9 empty] | 0 | 0 | 0 | 0 | 0 | 0 | 0 | 0 | 0 | 0 | 0 | 0 | 0 | 0 | 0 | 0 | 0 | 0 | 0 | 0 | 0 | 0 | 0 | 0 | 0 | 0 | 0 | 0 | 0 | 0 | 0 | 0 | 0 | 0 | 0 | 0 | 0 | 0.47519 | 4.268 | 4.46 | 4.5998 | 4.7612 | 4.8149 | 4.0184 | 4.2224 | 4.4164 | 3.7256 | 3.8774 | 3.6193 | 1.2602 | 1.3865 | 1.4578 | 1.5159 | 1.6497 | 1.4233 | 1.4987
| Variable O&M ($000) | [9 empty] | 0 | 0 | 0 | 0 | 0 | 0 | 0 | 0 | 0 | 0 | 0 | 0 | 0 | 0 | 0 | 0 | 0 | 0 | 0 | 0 | 0 | 0 | 0 | 0 | 0 | 0 | 0 | 0 | 0 | 0 | 0 | 0 | 0 | 0 | 0 | 0 | 0 | 6.6587 | 61.3005 | 65.6598 | 69.4112 | 73.6436 | 76.3362 | 65.3008 | 70.3306 | 75.4009 | 65.1977 | 69.5496 | 66.5443 | 23.7484 | 26.782 | 28.864 | 30.765 | 34.316 | 30.3475 | 32.7541
CT | Total | [6 empty] | NewGT |  |  | 0 | 0 | 0 | 0 | 0 | 0 | 0 | 0 | 0 | 0 | 0 | 0 | 0 | 0 | 0 | 0 | 0 | 0 | 0 | 0 | 0 | 0 | 0 | 0 | 0 | 0 | 0 | 0 | 0 | 0 | 0 | 0 | 0 | 0 | 0 | 0 | 0 | 123.3406 | 1469.4815 | 1509.0454 | 1548.8813 | 1590.1005 | 1630.7045 | 1658.5283 | 1703.3889 | 1749.2857 | 1780.9295 | 1828.1747 | 1869.135 | 1871.4039 | 1920.6289 | 1970.0571 | 2020.4879 | 2073.782 | 2120.8001 | 2175.468
14 | Holyrood CP5 | 2052 | 12 | 0 | 0 | 60 | 0.084932 | 2.5% | 0 |  | 0 | 0 | 0 | 0 | 0 | 0 | 0 | 0 | 0 | 0 | 0 | 0 | 0 | 0 | 0 | 0 | 0 | 0 | 0 | 0 | 0 | 0 | 0 | 0 | 0 | 0 | 0 | 0 | 0 | 0 | 0 | 0 | 0 | 0 | 0 | 0 | 0 | 0 | 0 | 0 | 0 | 0 | 0 | 0 | 0 | 0 | 0 | 0 | 0 | 0 | 0 | 0 | 0 | 0 | 0 | 0
| Fixed O&M ($000) | [7 empty] | 0 |  | 0 | 0 | 0 | 0 | 0 | 0 | 0 | 0 | 0 | 0 | 0 | 0 | 0 | 0 | 0 | 0 | 0 | 0 | 0 | 0 | 0 | 0 | 0 | 0 | 0 | 0 | 0 | 0 | 0 | 0 | 0 | 0 | 0 | 0 | 0 | 0 | 0 | 0 | 0 | 0 | 0 | 0 | 0 | 0 | 0 | 0 | 0 | 0 | 0 | 0 | 0 | 0 | 0 | 0 | 0 | 0
| Production (GWh) | [9 empty] | 0 | 0 | 0 | 0 | 0 | 0 | 0 | 0 | 0 | 0 | 0 | 0 | 0 | 0 | 0 | 0 | 0 | 0 | 0 | 0 | 0 | 0 | 0 | 0 | 0 | 0 | 0 | 0 | 0 | 0 | 0 | 0 | 0 | 0 | 0 | 0 | 0 | 0 | 0 | 0 | 0 | 0 | 0 | 0 | 0 | 0 | 0 | 0 | 0 | 0 | 0 | 0 | 0 | 0 | 0 | 0
| Variable O&M ($000) | [7 empty] | 0 |  | 0 | 0 | 0 | 0 | 0 | 0 | 0 | 0 | 0 | 0 | 0 | 0 | 0 | 0 | 0 | 0 | 0 | 0 | 0 | 0 | 0 | 0 | 0 | 0 | 0 | 0 | 0 | 0 | 0 | 0 | 0 | 0 | 0 | 0 | 0 | 0 | 0 | 0 | 0 | 0 | 0 | 0 | 0 | 0 | 0 | 0 | 0 | 0 | 0 | 0 | 0 | 0 | 0 | 0 | 0 | 0
HRD | Total | [6 empty] | HRD | 0 |  | 0 | 0 | 0 | 0 | 0 | 0 | 0 | 0 | 0 | 0 | 0 | 0 | 0 | 0 | 0 | 0 | 0 | 0 | 0 | 0 | 0 | 0 | 0 | 0 | 0 | 0 | 0 | 0 | 0 | 0 | 0 | 0 | 0 | 0 | 0 | 0 | 0 | 0 | 0 | 0 | 0 | 0 | 0 | 0 | 0 | 0 | 0 | 0 | 0 | 0 | 0 | 0 | 0 | 0 | 0 | 0
15 | 50MW CT | 2054 | 12 | 551 | 5.62 | 25 | 0.084932 | 2.5% | 922.713 |  | 0 | 0 | 0 | 0 | 0 | 0 | 0 | 0 | 0 | 0 | 0 | 0 | 0 | 0 | 0 | 0 | 0 | 0 | 0 | 0 | 0 | 0 | 0 | 0 | 0 | 0 | 0 | 0 | 0 | 0 | 0 | 0 | 0 | 0 | 0 | 0 | 0 | 0 | 0 | 0 | 0 | 0 | 141.0268 | 1670.66 | 1713.63 | 1759.1357 | 1797.5368 | 1845.4731 | 1885.918 | 1878.2306 | 1928.025 | 1977.9716 | 2029.0605 | 2083.1862 | 2128.7688 | 2183.9298
| Fixed O&M ($000) | [9 empty] | 0 | 0 | 0 | 0 | 0 | 0 | 0 | 0 | 0 | 0 | 0 | 0 | 0 | 0 | 0 | 0 | 0 | 0 | 0 | 0 | 0 | 0 | 0 | 0 | 0 | 0 | 0 | 0 | 0 | 0 | 0 | 0 | 0 | 0 | 0 | 0 | 0 | 0 | 0 | 0 | 0 | 0 | 132.0148 | 1593.2276 | 1633.0583 | 1673.8847 | 1715.7318 | 1758.6251 | 1802.5907 | 1847.6555 | 1893.8469 | 1941.1931 | 1989.7229 | 2039.466 | 2090.4526 | 2142.7139
| Production (GWh) | [9 empty] | 0 | 0 | 0 | 0 | 0 | 0 | 0 | 0 | 0 | 0 | 0 | 0 | 0 | 0 | 0 | 0 | 0 | 0 | 0 | 0 | 0 | 0 | 0 | 0 | 0 | 0 | 0 | 0 | 0 | 0 | 0 | 0 | 0 | 0 | 0 | 0 | 0 | 0 | 0 | 0 | 0 | 0 | 0.56843 | 4.765 | 4.8372 | 4.9933 | 4.6746 | 4.8417 | 4.5322 | 1.6224 | 1.7694 | 1.8576 | 1.9383 | 2.1018 | 1.797 | 1.8859
| Variable O&M ($000) | [9 empty] | 0 | 0 | 0 | 0 | 0 | 0 | 0 | 0 | 0 | 0 | 0 | 0 | 0 | 0 | 0 | 0 | 0 | 0 | 0 | 0 | 0 | 0 | 0 | 0 | 0 | 0 | 0 | 0 | 0 | 0 | 0 | 0 | 0 | 0 | 0 | 0 | 0 | 0 | 0 | 0 | 0 | 0 | 9.0119 | 77.4325 | 80.5718 | 85.251 | 81.805 | 86.848 | 83.3273 | 30.5751 | 34.1781 | 36.7785 | 39.3376 | 43.7203 | 38.3161 | 41.2159
CT | Total | [6 empty] | NewGT |  |  | 0 | 0 | 0 | 0 | 0 | 0 | 0 | 0 | 0 | 0 | 0 | 0 | 0 | 0 | 0 | 0 | 0 | 0 | 0 | 0 | 0 | 0 | 0 | 0 | 0 | 0 | 0 | 0 | 0 | 0 | 0 | 0 | 0 | 0 | 0 | 0 | 0 | 0 | 0 | 0 | 0 | 0 | 141.0268 | 1670.66 | 1713.63 | 1759.1357 | 1797.5368 | 1845.4731 | 1885.918 | 1878.2306 | 1928.025 | 1977.9716 | 2029.0605 | 2083.1862 | 2128.7688 | 2183.9298
16 | 50MW CT | 2057 | 12 | 551 | 5.62 | 25 | 0.084932 | 2.5% | 662.9339 |  | 0 | 0 | 0 | 0 | 0 | 0 | 0 | 0 | 0 | 0 | 0 | 0 | 0 | 0 | 0 | 0 | 0 | 0 | 0 | 0 | 0 | 0 | 0 | 0 | 0 | 0 | 0 | 0 | 0 | 0 | 0 | 0 | 0 | 0 | 0 | 0 | 0 | 0 | 0 | 0 | 0 | 0 | 0 | 0 | 0 | 153.2274 | 1807.567 | 1855.8248 | 1895.8649 | 1887.6899 | 1937.6063 | 1987.1153 | 2038.1462 | 2091.884 | 2139.4643 | 2195.3092
| Fixed O&M ($000) | [9 empty] | 0 | 0 | 0 | 0 | 0 | 0 | 0 | 0 | 0 | 0 | 0 | 0 | 0 | 0 | 0 | 0 | 0 | 0 | 0 | 0 | 0 | 0 | 0 | 0 | 0 | 0 | 0 | 0 | 0 | 0 | 0 | 0 | 0 | 0 | 0 | 0 | 0 | 0 | 0 | 0 | 0 | 0 | 0 | 0 | 0 | 142.1656 | 1715.7318 | 1758.6251 | 1802.5907 | 1847.6555 | 1893.8469 | 1941.1931 | 1989.7229 | 2039.466 | 2090.4526 | 2142.7139
| Production (GWh) | [9 empty] | 0 | 0 | 0 | 0 | 0 | 0 | 0 | 0 | 0 | 0 | 0 | 0 | 0 | 0 | 0 | 0 | 0 | 0 | 0 | 0 | 0 | 0 | 0 | 0 | 0 | 0 | 0 | 0 | 0 | 0 | 0 | 0 | 0 | 0 | 0 | 0 | 0 | 0 | 0 | 0 | 0 | 0 | 0 | 0 | 0 | 0.64791 | 5.2478 | 5.4188 | 5.0732 | 2.1244 | 2.2654 | 2.3194 | 2.386 | 2.5199 | 2.2987 | 2.4066
| Variable O&M ($000) | [9 empty] | 0 | 0 | 0 | 0 | 0 | 0 | 0 | 0 | 0 | 0 | 0 | 0 | 0 | 0 | 0 | 0 | 0 | 0 | 0 | 0 | 0 | 0 | 0 | 0 | 0 | 0 | 0 | 0 | 0 | 0 | 0 | 0 | 0 | 0 | 0 | 0 | 0 | 0 | 0 | 0 | 0 | 0 | 0 | 0 | 0 | 11.0618 | 91.8352 | 97.1997 | 93.2742 | 40.0343 | 43.7594 | 45.9222 | 48.4233 | 52.418 | 49.0117 | 52.5952
CT | Total | [6 empty] | NewGT |  |  | 0 | 0 | 0 | 0 | 0 | 0 | 0 | 0 | 0 | 0 | 0 | 0 | 0 | 0 | 0 | 0 | 0 | 0 | 0 | 0 | 0 | 0 | 0 | 0 | 0 | 0 | 0 | 0 | 0 | 0 | 0 | 0 | 0 | 0 | 0 | 0 | 0 | 0 | 0 | 0 | 0 | 0 | 0 | 0 | 0 | 153.2274 | 1807.567 | 1855.8248 | 1895.8649 | 1887.6899 | 1937.6063 | 1987.1153 | 2038.1462 | 2091.884 | 2139.4643 | 2195.3092
17 | Holyrood CP5 | 2057 | 12 | 0 | 0 | 60 | 0.084932 | 2.5% | 0 |  | 0 | 0 | 0 | 0 | 0 | 0 | 0 | 0 | 0 | 0 | 0 | 0 | 0 | 0 | 0 | 0 | 0 | 0 | 0 | 0 | 0 | 0 | 0 | 0 | 0 | 0 | 0 | 0 | 0 | 0 | 0 | 0 | 0 | 0 | 0 | 0 | 0 | 0 | 0 | 0 | 0 | 0 | 0 | 0 | 0 | 0 | 0 | 0 | 0 | 0 | 0 | 0 | 0 | 0 | 0 | 0
| Fixed O&M ($000) | [7 empty] | 0 |  | 0 | 0 | 0 | 0 | 0 | 0 | 0 | 0 | 0 | 0 | 0 | 0 | 0 | 0 | 0 | 0 | 0 | 0 | 0 | 0 | 0 | 0 | 0 | 0 | 0 | 0 | 0 | 0 | 0 | 0 | 0 | 0 | 0 | 0 | 0 | 0 | 0 | 0 | 0 | 0 | 0 | 0 | 0 | 0 | 0 | 0 | 0 | 0 | 0 | 0 | 0 | 0 | 0 | 0 | 0 | 0
| Production (GWh) | [9 empty] | 0 | 0 | 0 | 0 | 0 | 0 | 0 | 0 | 0 | 0 | 0 | 0 | 0 | 0 | 0 | 0 | 0 | 0 | 0 | 0 | 0 | 0 | 0 | 0 | 0 | 0 | 0 | 0 | 0 | 0 | 0 | 0 | 0 | 0 | 0 | 0 | 0 | 0 | 0 | 0 | 0 | 0 | 0 | 0 | 0 | 0 | 0 | 0 | 0 | 0 | 0 | 0 | 0 | 0 | 0 | 0
| Variable O&M ($000) | [7 empty] | 0 |  | 0 | 0 | 0 | 0 | 0 | 0 | 0 | 0 | 0 | 0 | 0 | 0 | 0 | 0 | 0 | 0 | 0 | 0 | 0 | 0 | 0 | 0 | 0 | 0 | 0 | 0 | 0 | 0 | 0 | 0 | 0 | 0 | 0 | 0 | 0 | 0 | 0 | 0 | 0 | 0 | 0 | 0 | 0 | 0 | 0 | 0 | 0 | 0 | 0 | 0 | 0 | 0 | 0 | 0 | 0 | 0
HRD | Total | [6 empty] | HRD | 0 |  | 0 | 0 | 0 | 0 | 0 | 0 | 0 | 0 | 0 | 0 | 0 | 0 | 0 | 0 | 0 | 0 | 0 | 0 | 0 | 0 | 0 | 0 | 0 | 0 | 0 | 0 | 0 | 0 | 0 | 0 | 0 | 0 | 0 | 0 | 0 | 0 | 0 | 0 | 0 | 0 | 0 | 0 | 0 | 0 | 0 | 0 | 0 | 0 | 0 | 0 | 0 | 0 | 0 | 0 | 0 | 0
18 | CCGT 170MW | 2060 | 12 | 2550 | 5.8 | 30 | 0.084932 | 2.5% | 2044.3547 |  | 0 | 0 | 0 | 0 | 0 | 0 | 0 | 0 | 0 | 0 | 0 | 0 | 0 | 0 | 0 | 0 | 0 | 0 | 0 | 0 | 0 | 0 | 0 | 0 | 0 | 0 | 0 | 0 | 0 | 0 | 0 | 0 | 0 | 0 | 0 | 0 | 0 | 0 | 0 | 0 | 0 | 0 | 0 | 0 | 0 | 0 | 0 | 0 | 761.3019 | 8941.734 | 9179.308 | 9423.6099 | 9667.557 | 9931.8815 | 10196.9508 | 10469.0941
| Fixed O&M ($000) | [9 empty] | 0 | 0 | 0 | 0 | 0 | 0 | 0 | 0 | 0 | 0 | 0 | 0 | 0 | 0 | 0 | 0 | 0 | 0 | 0 | 0 | 0 | 0 | 0 | 0 | 0 | 0 | 0 | 0 | 0 | 0 | 0 | 0 | 0 | 0 | 0 | 0 | 0 | 0 | 0 | 0 | 0 | 0 | 0 | 0 | 0 | 0 | 0 | 0 | 708.524 | 8550.8558 | 8764.6272 | 8983.7429 | 9208.3365 | 9438.5449 | 9674.5085 | 9916.3712
| Production (GWh) | [9 empty] | 0 | 0 | 0 | 0 | 0 | 0 | 0 | 0 | 0 | 0 | 0 | 0 | 0 | 0 | 0 | 0 | 0 | 0 | 0 | 0 | 0 | 0 | 0 | 0 | 0 | 0 | 0 | 0 | 0 | 0 | 0 | 0 | 0 | 0 | 0 | 0 | 0 | 0 | 0 | 0 | 0 | 0 | 0 | 0 | 0 | 0 | 0 | 0 | 2.7815 | 20.0976 | 20.8014 | 21.5266 | 21.9256 | 22.98 | 23.7422 | 24.5057
| Variable O&M ($000) | [9 empty] | 0 | 0 | 0 | 0 | 0 | 0 | 0 | 0 | 0 | 0 | 0 | 0 | 0 | 0 | 0 | 0 | 0 | 0 | 0 | 0 | 0 | 0 | 0 | 0 | 0 | 0 | 0 | 0 | 0 | 0 | 0 | 0 | 0 | 0 | 0 | 0 | 0 | 0 | 0 | 0 | 0 | 0 | 0 | 0 | 0 | 0 | 0 | 0 | 52.7779 | 390.8782 | 414.6807 | 439.867 | 459.2205 | 493.3366 | 522.4423 | 552.7229
CCCT | Total | [6 empty] | CCGT |  |  | 0 | 0 | 0 | 0 | 0 | 0 | 0 | 0 | 0 | 0 | 0 | 0 | 0 | 0 | 0 | 0 | 0 | 0 | 0 | 0 | 0 | 0 | 0 | 0 | 0 | 0 | 0 | 0 | 0 | 0 | 0 | 0 | 0 | 0 | 0 | 0 | 0 | 0 | 0 | 0 | 0 | 0 | 0 | 0 | 0 | 0 | 0 | 0 | 761.3019 | 8941.734 | 9179.308 | 9423.6099 | 9667.557 | 9931.8815 | 10196.9508 | 10469.0941
19 | Holyrood CP5 | 2062 | 12 | 0 | 0 | 60 | 0.084932 | 2.5% | 0 |  | 0 | 0 | 0 | 0 | 0 | 0 | 0 | 0 | 0 | 0 | 0 | 0 | 0 | 0 | 0 | 0 | 0 | 0 | 0 | 0 | 0 | 0 | 0 | 0 | 0 | 0 | 0 | 0 | 0 | 0 | 0 | 0 | 0 | 0 | 0 | 0 | 0 | 0 | 0 | 0 | 0 | 0 | 0 | 0 | 0 | 0 | 0 | 0 | 0 | 0 | 0 | 0 | 0 | 0 | 0 | 0
| Fixed O&M ($000) | [9 empty] | 0 | 0 | 0 | 0 | 0 | 0 | 0 | 0 | 0 | 0 | 0 | 0 | 0 | 0 | 0 | 0 | 0 | 0 | 0 | 0 | 0 | 0 | 0 | 0 | 0 | 0 | 0 | 0 | 0 | 0 | 0 | 0 | 0 | 0 | 0 | 0 | 0 | 0 | 0 | 0 | 0 | 0 | 0 | 0 | 0 | 0 | 0 | 0 | 0 | 0 | 0 | 0 | 0 | 0 | 0 | 0
| Production (GWh) | [9 empty] | 0 | 0 | 0 | 0 | 0 | 0 | 0 | 0 | 0 | 0 | 0 | 0 | 0 | 0 | 0 | 0 | 0 | 0 | 0 | 0 | 0 | 0 | 0 | 0 | 0 | 0 | 0 | 0 | 0 | 0 | 0 | 0 | 0 | 0 | 0 | 0 | 0 | 0 | 0 | 0 | 0 | 0 | 0 | 0 | 0 | 0 | 0 | 0 | 0 | 0 | 0 | 0 | 0 | 0 | 0 | 0
| Variable O&M ($000) | [9 empty] | 0 | 0 | 0 | 0 | 0 | 0 | 0 | 0 | 0 | 0 | 0 | 0 | 0 | 0 | 0 | 0 | 0 | 0 | 0 | 0 | 0 | 0 | 0 | 0 | 0 | 0 | 0 | 0 | 0 | 0 | 0 | 0 | 0 | 0 | 0 | 0 | 0 | 0 | 0 | 0 | 0 | 0 | 0 | 0 | 0 | 0 | 0 | 0 | 0 | 0 | 0 | 0 | 0 | 0 | 0 | 0
HRD | Total | [6 empty] | HRD |  |  | 0 | 0 | 0 | 0 | 0 | 0 | 0 | 0 | 0 | 0 | 0 | 0 | 0 | 0 | 0 | 0 | 0 | 0 | 0 | 0 | 0 | 0 | 0 | 0 | 0 | 0 | 0 | 0 | 0 | 0 | 0 | 0 | 0 | 0 | 0 | 0 | 0 | 0 | 0 | 0 | 0 | 0 | 0 | 0 | 0 | 0 | 0 | 0 | 0 | 0 | 0 | 0 | 0 | 0 | 0 | 0
20 | 50MW CT | 2065 | 12 | 551 | 5.62 | 25 | 0.084932 | 2.5% | 114.0025 |  | 0 | 0 | 0 | 0 | 0 | 0 | 0 | 0 | 0 | 0 | 0 | 0 | 0 | 0 | 0 | 0 | 0 | 0 | 0 | 0 | 0 | 0 | 0 | 0 | 0 | 0 | 0 | 0 | 0 | 0 | 0 | 0 | 0 | 0 | 0 | 0 | 0 | 0 | 0 | 0 | 0 | 0 | 0 | 0 | 0 | 0 | 0 | 0 | 0 | 0 | 0 | 0 | 0 | 182.5386 | 2147.561 | 2203.1368
| Fixed O&M ($000) | [9 empty] | 0 | 0 | 0 | 0 | 0 | 0 | 0 | 0 | 0 | 0 | 0 | 0 | 0 | 0 | 0 | 0 | 0 | 0 | 0 | 0 | 0 | 0 | 0 | 0 | 0 | 0 | 0 | 0 | 0 | 0 | 0 | 0 | 0 | 0 | 0 | 0 | 0 | 0 | 0 | 0 | 0 | 0 | 0 | 0 | 0 | 0 | 0 | 0 | 0 | 0 | 0 | 0 | 0 | 173.2149 | 2090.4526 | 2142.7139
| Production (GWh) | [9 empty] | 0 | 0 | 0 | 0 | 0 | 0 | 0 | 0 | 0 | 0 | 0 | 0 | 0 | 0 | 0 | 0 | 0 | 0 | 0 | 0 | 0 | 0 | 0 | 0 | 0 | 0 | 0 | 0 | 0 | 0 | 0 | 0 | 0 | 0 | 0 | 0 | 0 | 0 | 0 | 0 | 0 | 0 | 0 | 0 | 0 | 0 | 0 | 0 | 0 | 0 | 0 | 0 | 0 | 0.44821 | 2.6784 | 2.7647
| Variable O&M ($000) | [9 empty] | 0 | 0 | 0 | 0 | 0 | 0 | 0 | 0 | 0 | 0 | 0 | 0 | 0 | 0 | 0 | 0 | 0 | 0 | 0 | 0 | 0 | 0 | 0 | 0 | 0 | 0 | 0 | 0 | 0 | 0 | 0 | 0 | 0 | 0 | 0 | 0 | 0 | 0 | 0 | 0 | 0 | 0 | 0 | 0 | 0 | 0 | 0 | 0 | 0 | 0 | 0 | 0 | 0 | 9.3236 | 57.1084 | 60.4228
CT | Total | [6 empty] | NewGT |  |  | 0 | 0 | 0 | 0 | 0 | 0 | 0 | 0 | 0 | 0 | 0 | 0 | 0 | 0 | 0 | 0 | 0 | 0 | 0 | 0 | 0 | 0 | 0 | 0 | 0 | 0 | 0 | 0 | 0 | 0 | 0 | 0 | 0 | 0 | 0 | 0 | 0 | 0 | 0 | 0 | 0 | 0 | 0 | 0 | 0 | 0 | 0 | 0 | 0 | 0 | 0 | 0 | 0 | 182.5386 | 2147.561 | 2203.1368
21 | Holyrood CP5 | 2067 | 12 | 0 | 0 | 60 | 0.084932 | 2.5% | 0 |  | 0 | 0 | 0 | 0 | 0 | 0 | 0 | 0 | 0 | 0 | 0 | 0 | 0 | 0 | 0 | 0 | 0 | 0 | 0 | 0 | 0 | 0 | 0 | 0 | 0 | 0 | 0 | 0 | 0 | 0 | 0 | 0 | 0 | 0 | 0 | 0 | 0 | 0 | 0 | 0 | 0 | 0 | 0 | 0 | 0 | 0 | 0 | 0 | 0 | 0 | 0 | 0 | 0 | 0 | 0 | 0
| Fixed O&M ($000) | [9 empty] | 0 | 0 | 0 | 0 | 0 | 0 | 0 | 0 | 0 | 0 | 0 | 0 | 0 | 0 | 0 | 0 | 0 | 0 | 0 | 0 | 0 | 0 | 0 | 0 | 0 | 0 | 0 | 0 | 0 | 0 | 0 | 0 | 0 | 0 | 0 | 0 | 0 | 0 | 0 | 0 | 0 | 0 | 0 | 0 | 0 | 0 | 0 | 0 | 0 | 0 | 0 | 0 | 0 | 0 | 0 | 0
| Production (GWh) | [9 empty] | 0 | 0 | 0 | 0 | 0 | 0 | 0 | 0 | 0 | 0 | 0 | 0 | 0 | 0 | 0 | 0 | 0 | 0 | 0 | 0 | 0 | 0 | 0 | 0 | 0 | 0 | 0 | 0 | 0 | 0 | 0 | 0 | 0 | 0 | 0 | 0 | 0 | 0 | 0 | 0 | 0 | 0 | 0 | 0 | 0 | 0 | 0 | 0 | 0 | 0 | 0 | 0 | 0 | 0 | 0 | 0
| Variable O&M ($000) | [9 empty] | 0 | 0 | 0 | 0 | 0 | 0 | 0 | 0 | 0 | 0 | 0 | 0 | 0 | 0 | 0 | 0 | 0 | 0 | 0 | 0 | 0 | 0 | 0 | 0 | 0 | 0 | 0 | 0 | 0 | 0 | 0 | 0 | 0 | 0 | 0 | 0 | 0 | 0 | 0 | 0 | 0 | 0 | 0 | 0 | 0 | 0 | 0 | 0 | 0 | 0 | 0 | 0 | 0 | 0 | 0 | 0
HRD | Total | [6 empty] | HRD |  |  | 0 | 0 | 0 | 0 | 0 | 0 | 0 | 0 | 0 | 0 | 0 | 0 | 0 | 0 | 0 | 0 | 0 | 0 | 0 | 0 | 0 | 0 | 0 | 0 | 0 | 0 | 0 | 0 | 0 | 0 | 0 | 0 | 0 | 0 | 0 | 0 | 0 | 0 | 0 | 0 | 0 | 0 | 0 | 0 | 0 | 0 | 0 | 0 | 0 | 0 | 0 | 0 | 0 | 0 | 0 | 0
22 | Existing Holyrood Units1and2 | 2011 | 4 | 14046 | 1.4 | 10 | 0.75342 | 2.5% | 119003.0525 |  | 15393.9517 | 16232.9778 | 17021.5677 | 17475.3458 | 18110.3791 | 16724.1449 | 16289.3468 | 16696.5701 | 17113.9904 | 4325.4186 | 0 | 0 | 0 | 0 | 0 | 0 | 0 | 0 | 0 | 0 | 0 | 0 | 0 | 0 | 0 | 0 | 0 | 0 | 0 | 0 | 0 | 0 | 0 | 0 | 0 | 0 | 0 | 0 | 0 | 0 | 0 | 0 | 0 | 0 | 0 | 0 | 0 | 0 | 0 | 0 | 0 | 0 | 0 | 0 | 0 | 0
| Fixed O&M ($000) | [9 empty] | 14046 | 14397.15 | 14757.0787 | 15126.0057 | 15504.1559 | 15891.7598 | 16289.0538 | 16696.2801 | 17113.6871 | 4325.3086 | 0 | 0 | 0 | 0 | 0 | 0 | 0 | 0 | 0 | 0 | 0 | 0 | 0 | 0 | 0 | 0 | 0 | 0 | 0 | 0 | 0 | 0 | 0 | 0 | 0 | 0 | 0 | 0 | 0 | 0 | 0 | 0 | 0 | 0 | 0 | 0 | 0 | 0 | 0 | 0 | 0 | 0 | 0 | 0 | 0 | 0
| Production (GWh) | [9 empty] | 962.8226 | 1279.3225 | 1539.5523 | 1558.2827 | 1686.5069 | 525.5051 | 0.18047 | 0.17428 | 0.17784 | 0.062925 | 0 | 0 | 0 | 0 | 0 | 0 | 0 | 0 | 0 | 0 | 0 | 0 | 0 | 0 | 0 | 0 | 0 | 0 | 0 | 0 | 0 | 0 | 0 | 0 | 0 | 0 | 0 | 0 | 0 | 0 | 0 | 0 | 0 | 0 | 0 | 0 | 0 | 0 | 0 | 0 | 0 | 0 | 0 | 0 | 0 | 0
| Variable O&M ($000) | [9 empty] | 1347.9517 | 1835.8278 | 2264.489 | 2349.3401 | 2606.2233 | 832.3851 | 0.29301 | 0.29004 | 0.30335 | 0.11002 | 0 | 0 | 0 | 0 | 0 | 0 | 0 | 0 | 0 | 0 | 0 | 0 | 0 | 0 | 0 | 0 | 0 | 0 | 0 | 0 | 0 | 0 | 0 | 0 | 0 | 0 | 0 | 0 | 0 | 0 | 0 | 0 | 0 | 0 | 0 | 0 | 0 | 0 | 0 | 0 | 0 | 0 | 0 | 0 | 0 | 0
HRD | Total | [6 empty] | HRD |  |  | 15393.9517 | 16232.9778 | 17021.5677 | 17475.3458 | 18110.3791 | 16724.1449 | 16289.3468 | 16696.5701 | 17113.9904 | 4325.4186 | 0 | 0 | 0 | 0 | 0 | 0 | 0 | 0 | 0 | 0 | 0 | 0 | 0 | 0 | 0 | 0 | 0 | 0 | 0 | 0 | 0 | 0 | 0 | 0 | 0 | 0 | 0 | 0 | 0 | 0 | 0 | 0 | 0 | 0 | 0 | 0 | 0 | 0 | 0 | 0 | 0 | 0 | 0 | 0 | 0 | 0
23 | Existing Holyrood Units3 | 2011 | 4 | 6197 | 1.4 | 10 | 0.75342 | 2.5% | 49361.664 |  | 6250.0712 | 6417.5769 | 6626.4748 | 6794.9151 | 6999.5119 | 7897.3811 | 7186.7332 | 7366.3992 | 7550.5594 | 1908.3278 | 0 | 0 | 0 | 0 | 0 | 0 | 0 | 0 | 0 | 0 | 0 | 0 | 0 | 0 | 0 | 0 | 0 | 0 | 0 | 0 | 0 | 0 | 0 | 0 | 0 | 0 | 0 | 0 | 0 | 0 | 0 | 0 | 0 | 0 | 0 | 0 | 0 | 0 | 0 | 0 | 0 | 0 | 0 | 0 | 0 | 0
| Fixed O&M ($000) | [9 empty] | 6197 | 6351.925 | 6510.7231 | 6673.4912 | 6840.3285 | 7011.3367 | 7186.6201 | 7366.2856 | 7550.4428 | 1908.2968 | 0 | 0 | 0 | 0 | 0 | 0 | 0 | 0 | 0 | 0 | 0 | 0 | 0 | 0 | 0 | 0 | 0 | 0 | 0 | 0 | 0 | 0 | 0 | 0 | 0 | 0 | 0 | 0 | 0 | 0 | 0 | 0 | 0 | 0 | 0 | 0 | 0 | 0 | 0 | 0 | 0 | 0 | 0 | 0 | 0 | 0
| Production (GWh) | [9 empty] | 37.908 | 45.7505 | 78.6958 | 80.5387 | 103.0088 | 559.3815 | 0.069648 | 0.068234 | 0.068395 | 0.017702 | 0 | 0 | 0 | 0 | 0 | 0 | 0 | 0 | 0 | 0 | 0 | 0 | 0 | 0 | 0 | 0 | 0 | 0 | 0 | 0 | 0 | 0 | 0 | 0 | 0 | 0 | 0 | 0 | 0 | 0 | 0 | 0 | 0 | 0 | 0 | 0 | 0 | 0 | 0 | 0 | 0 | 0 | 0 | 0 | 0 | 0
| Variable O&M ($000) | [9 empty] | 53.0712 | 65.6519 | 115.7517 | 121.4239 | 159.1834 | 886.0444 | 0.11308 | 0.11355 | 0.11667 | 0.03095 | 0 | 0 | 0 | 0 | 0 | 0 | 0 | 0 | 0 | 0 | 0 | 0 | 0 | 0 | 0 | 0 | 0 | 0 | 0 | 0 | 0 | 0 | 0 | 0 | 0 | 0 | 0 | 0 | 0 | 0 | 0 | 0 | 0 | 0 | 0 | 0 | 0 | 0 | 0 | 0 | 0 | 0 | 0 | 0 | 0 | 0
HRD | Total | [6 empty] | HRD |  |  | 6250.0712 | 6417.5769 | 6626.4748 | 6794.9151 | 6999.5119 | 7897.3811 | 7186.7332 | 7366.3992 | 7550.5594 | 1908.3278 | 0 | 0 | 0 | 0 | 0 | 0 | 0 | 0 | 0 | 0 | 0 | 0 | 0 | 0 | 0 | 0 | 0 | 0 | 0 | 0 | 0 | 0 | 0 | 0 | 0 | 0 | 0 | 0 | 0 | 0 | 0 | 0 | 0 | 0 | 0 | 0 | 0 | 0 | 0 | 0 | 0 | 0 | 0 | 0 | 0 | 0
24 | Holyrood Decommissioning Period | 2021 | 4 | 5284 | 0 | 4.75 | 0.75342 | 2.5% | 15614.6067 |  | 0 | 0 | 0 | 0 | 0 | 0 | 0 | 0 | 0 | 4971.8432 | 6763.9667 | 6933.0659 | 7106.3925 | 7284.0524 | 0 | 0 | 0 | 0 | 0 | 0 | 0 | 0 | 0 | 0 | 0 | 0 | 0 | 0 | 0 | 0 | 0 | 0 | 0 | 0 | 0 | 0 | 0 | 0 | 0 | 0 | 0 | 0 | 0 | 0 | 0 | 0 | 0 | 0 | 0 | 0 | 0 | 0 | 0 | 0 | 0 | 0
| Fixed O&M ($000) | [9 empty] | 0 | 0 | 0 | 0 | 0 | 0 | 0 | 0 | 0 | 4971.8432 | 6763.9667 | 6933.0659 | 7106.3925 | 7284.0524 | 0 | 0 | 0 | 0 | 0 | 0 | 0 | 0 | 0 | 0 | 0 | 0 | 0 | 0 | 0 | 0 | 0 | 0 | 0 | 0 | 0 | 0 | 0 | 0 | 0 | 0 | 0 | 0 | 0 | 0 | 0 | 0 | 0 | 0 | 0 | 0 | 0 | 0 | 0 | 0 | 0 | 0
| Production (GWh) | [9 empty] | 0 | 0 | 0 | 0 | 0 | 0 | 0 | 0 | 0 | 0 | 0 | 0 | 0 | 0 | 0 | 0 | 0 | 0 | 0 | 0 | 0 | 0 | 0 | 0 | 0 | 0 | 0 | 0 | 0 | 0 | 0 | 0 | 0 | 0 | 0 | 0 | 0 | 0 | 0 | 0 | 0 | 0 | 0 | 0 | 0 | 0 | 0 | 0 | 0 | 0 | 0 | 0 | 0 | 0 | 0 | 0
| Variable O&M ($000) | [9 empty] | 0 | 0 | 0 | 0 | 0 | 0 | 0 | 0 | 0 | 0 | 0 | 0 | 0 | 0 | 0 | 0 | 0 | 0 | 0 | 0 | 0 | 0 | 0 | 0 | 0 | 0 | 0 | 0 | 0 | 0 | 0 | 0 | 0 | 0 | 0 | 0 | 0 | 0 | 0 | 0 | 0 | 0 | 0 | 0 | 0 | 0 | 0 | 0 | 0 | 0 | 0 | 0 | 0 | 0 | 0 | 0
HRD | Total | [6 empty] | HRD |  |  | 0 | 0 | 0 | 0 | 0 | 0 | 0 | 0 | 0 | 4971.8432 | 6763.9667 | 6933.0659 | 7106.3925 | 7284.0524 | 0 | 0 | 0 | 0 | 0 | 0 | 0 | 0 | 0 | 0 | 0 | 0 | 0 | 0 | 0 | 0 | 0 | 0 | 0 | 0 | 0 | 0 | 0 | 0 | 0 | 0 | 0 | 0 | 0 | 0 | 0 | 0 | 0 | 0 | 0 | 0 | 0 | 0 | 0 | 0 | 0 | 0
25 | Holyrood Synchronous Condenser | 2026 | 1 | 3170 | 0 | 60 | 1 | 2.5% | 34507.6206 |  | 0 | 0 | 0 | 0 | 0 | 0 | 0 | 0 | 0 | 0 | 0 | 0 | 0 | 0 | 4479.127 | 4591.1052 | 4705.8828 | 4823.5299 | 4944.1181 | 5067.7211 | 5194.4141 | 5324.2745 | 5457.3813 | 5593.8159 | 5733.6613 | 5877.0028 | 6023.9279 | 6174.5261 | 6328.8892 | 6487.1114 | 6649.2892 | 6815.5215 | 6985.9095 | 7160.5572 | 7339.5712 | 7523.0604 | 7711.137 | 7903.9154 | 8101.5133 | 8304.0511 | 8511.6524 | 8724.4437 | 8942.5548 | 9166.1186 | 9395.2716 | 9630.1534 | 9870.9072 | 10117.6799 | 10370.6219 | 10629.8875 | 10895.6346 | 11168.0255 | 11447.2261 | 11733.4068 | 12026.742 | 12327.4105
| Fixed O&M ($000) | [9 empty] | 0 | 0 | 0 | 0 | 0 | 0 | 0 | 0 | 0 | 0 | 0 | 0 | 0 | 0 | 4479.127 | 4591.1052 | 4705.8828 | 4823.5299 | 4944.1181 | 5067.7211 | 5194.4141 | 5324.2745 | 5457.3813 | 5593.8159 | 5733.6613 | 5877.0028 | 6023.9279 | 6174.5261 | 6328.8892 | 6487.1114 | 6649.2892 | 6815.5215 | 6985.9095 | 7160.5572 | 7339.5712 | 7523.0604 | 7711.137 | 7903.9154 | 8101.5133 | 8304.0511 | 8511.6524 | 8724.4437 | 8942.5548 | 9166.1186 | 9395.2716 | 9630.1534 | 9870.9072 | 10117.6799 | 10370.6219 | 10629.8875 | 10895.6346 | 11168.0255 | 11447.2261 | 11733.4068 | 12026.742 | 12327.4105
| Production (GWh) | [9 empty] | 0 | 0 | 0 | 0 | 0 | 0 | 0 | 0 | 0 | 0 | 0 | 0 | 0 | 0 | 0 | 0 | 0 | 0 | 0 | 0 | 0 | 0 | 0 | 0 | 0 | 0 | 0 | 0 | 0 | 0 | 0 | 0 | 0 | 0 | 0 | 0 | 0 | 0 | 0 | 0 | 0 | 0 | 0 | 0 | 0 | 0 | 0 | 0 | 0 | 0 | 0 | 0 | 0 | 0 | 0 | 0
| Variable O&M ($000) | [9 empty] | 0 | 0 | 0 | 0 | 0 | 0 | 0 | 0 | 0 | 0 | 0 | 0 | 0 | 0 | 0 | 0 | 0 | 0 | 0 | 0 | 0 | 0 | 0 | 0 | 0 | 0 | 0 | 0 | 0 | 0 | 0 | 0 | 0 | 0 | 0 | 0 | 0 | 0 | 0 | 0 | 0 | 0 | 0 | 0 | 0 | 0 | 0 | 0 | 0 | 0 | 0 | 0 | 0 | 0 | 0 | 0
HRD | Total | [6 empty] | HRD |  |  | 0 | 0 | 0 | 0 | 0 | 0 | 0 | 0 | 0 | 0 | 0 | 0 | 0 | 0 | 4479.127 | 4591.1052 | 4705.8828 | 4823.5299 | 4944.1181 | 5067.7211 | 5194.4141 | 5324.2745 | 5457.3813 | 5593.8159 | 5733.6613 | 5877.0028 | 6023.9279 | 6174.5261 | 6328.8892 | 6487.1114 | 6649.2892 | 6815.5215 | 6985.9095 | 7160.5572 | 7339.5712 | 7523.0604 | 7711.137 | 7903.9154 | 8101.5133 | 8304.0511 | 8511.6524 | 8724.4437 | 8942.5548 | 9166.1186 | 9395.2716 | 9630.1534 | 9870.9072 | 10117.6799 | 10370.6219 | 10629.8875 | 10895.6346 | 11168.0255 | 11447.2261 | 11733.4068 | 12026.742 | 12327.4105
26 | Existing GT - Hardwoods | 2011 | 1 | 595 | 0 | 15 | 1 | 2.5% | 6395.1406 |  | 595 | 609.875 | 625.1219 | 640.7499 | 656.7687 | 673.1879 | 690.0176 | 707.268 | 724.9497 | 743.0735 | 761.6503 | 780.6916 | 800.2089 | 820.2141 | 0 | 0 | 0 | 0 | 0 | 0 | 0 | 0 | 0 | 0 | 0 | 0 | 0 | 0 | 0 | 0 | 0 | 0 | 0 | 0 | 0 | 0 | 0 | 0 | 0 | 0 | 0 | 0 | 0 | 0 | 0 | 0 | 0 | 0 | 0 | 0 | 0 | 0 | 0 | 0 | 0 | 0
| Fixed O&M ($000) | [9 empty] | 595 | 609.875 | 625.1219 | 640.7499 | 656.7687 | 673.1879 | 690.0176 | 707.268 | 724.9497 | 743.0735 | 761.6503 | 780.6916 | 800.2089 | 820.2141 | 0 | 0 | 0 | 0 | 0 | 0 | 0 | 0 | 0 | 0 | 0 | 0 | 0 | 0 | 0 | 0 | 0 | 0 | 0 | 0 | 0 | 0 | 0 | 0 | 0 | 0 | 0 | 0 | 0 | 0 | 0 | 0 | 0 | 0 | 0 | 0 | 0 | 0 | 0 | 0 | 0 | 0
| Production (GWh) | [9 empty] | 1.5073 | 2.4114 | 4.1518 | 4.2786 | 2.5074 | 2.1688 | 0.027688 | 0.027159 | 0.027218 | 0.048767 | 0.076591 | 0.10689 | 0.123 | 0.13943 | 0 | 0 | 0 | 0 | 0 | 0 | 0 | 0 | 0 | 0 | 0 | 0 | 0 | 0 | 0 | 0 | 0 | 0 | 0 | 0 | 0 | 0 | 0 | 0 | 0 | 0 | 0 | 0 | 0 | 0 | 0 | 0 | 0 | 0 | 0 | 0 | 0 | 0 | 0 | 0 | 0 | 0
| Variable O&M ($000) | [9 empty] | 0 | 0 | 0 | 0 | 0 | 0 | 0 | 0 | 0 | 0 | 0 | 0 | 0 | 0 | 0 | 0 | 0 | 0 | 0 | 0 | 0 | 0 | 0 | 0 | 0 | 0 | 0 | 0 | 0 | 0 | 0 | 0 | 0 | 0 | 0 | 0 | 0 | 0 | 0 | 0 | 0 | 0 | 0 | 0 | 0 | 0 | 0 | 0 | 0 | 0 | 0 | 0 | 0 | 0 | 0 | 0
CT | Total | [6 empty] | ExGT |  |  | 595 | 609.875 | 625.1219 | 640.7499 | 656.7687 | 673.1879 | 690.0176 | 707.268 | 724.9497 | 743.0735 | 761.6503 | 780.6916 | 800.2089 | 820.2141 | 0 | 0 | 0 | 0 | 0 | 0 | 0 | 0 | 0 | 0 | 0 | 0 | 0 | 0 | 0 | 0 | 0 | 0 | 0 | 0 | 0 | 0 | 0 | 0 | 0 | 0 | 0 | 0 | 0 | 0 | 0 | 0 | 0 | 0 | 0 | 0 | 0 | 0 | 0 | 0 | 0 | 0
27 | Existing GT - Sville | 2011 | 1 | 595 | 0 | 18 | 1 | 2.5% | 7332.7172 |  | 595 | 609.875 | 625.1219 | 640.7499 | 656.7687 | 673.1879 | 690.0176 | 707.268 | 724.9497 | 743.0735 | 761.6503 | 780.6916 | 800.2089 | 820.2141 | 840.7194 | 861.7374 | 883.2808 | 0 | 0 | 0 | 0 | 0 | 0 | 0 | 0 | 0 | 0 | 0 | 0 | 0 | 0 | 0 | 0 | 0 | 0 | 0 | 0 | 0 | 0 | 0 | 0 | 0 | 0 | 0 | 0 | 0 | 0 | 0 | 0 | 0 | 0 | 0 | 0 | 0 | 0 | 0
| Fixed O&M ($000) | [9 empty] | 595 | 609.875 | 625.1219 | 640.7499 | 656.7687 | 673.1879 | 690.0176 | 707.268 | 724.9497 | 743.0735 | 761.6503 | 780.6916 | 800.2089 | 820.2141 | 840.7194 | 861.7374 | 883.2808 | 0 | 0 | 0 | 0 | 0 | 0 | 0 | 0 | 0 | 0 | 0 | 0 | 0 | 0 | 0 | 0 | 0 | 0 | 0 | 0 | 0 | 0 | 0 | 0 | 0 | 0 | 0 | 0 | 0 | 0 | 0 | 0 | 0 | 0 | 0 | 0 | 0 | 0 | 0
| Production (GWh) | [9 empty] | 2.3372 | 3.5561 | 6.2093 | 6.4144 | 3.9489 | 3.2791 | 0.028136 | 0.027351 | 0.02744 | 0.061164 | 0.098836 | 0.14561 | 0.16816 | 0.19495 | 0.24734 | 0.28142 | 0.33822 | 0 | 0 | 0 | 0 | 0 | 0 | 0 | 0 | 0 | 0 | 0 | 0 | 0 | 0 | 0 | 0 | 0 | 0 | 0 | 0 | 0 | 0 | 0 | 0 | 0 | 0 | 0 | 0 | 0 | 0 | 0 | 0 | 0 | 0 | 0 | 0 | 0 | 0 | 0
| Variable O&M ($000) | [9 empty] | 0 | 0 | 0 | 0 | 0 | 0 | 0 | 0 | 0 | 0 | 0 | 0 | 0 | 0 | 0 | 0 | 0 | 0 | 0 | 0 | 0 | 0 | 0 | 0 | 0 | 0 | 0 | 0 | 0 | 0 | 0 | 0 | 0 | 0 | 0 | 0 | 0 | 0 | 0 | 0 | 0 | 0 | 0 | 0 | 0 | 0 | 0 | 0 | 0 | 0 | 0 | 0 | 0 | 0 | 0 | 0
CT | Total | [6 empty] | ExGT |  |  | 595 | 609.875 | 625.1219 | 640.7499 | 656.7687 | 673.1879 | 690.0176 | 707.268 | 724.9497 | 743.0735 | 761.6503 | 780.6916 | 800.2089 | 820.2141 | 840.7194 | 861.7374 | 883.2808 | 0 | 0 | 0 | 0 | 0 | 0 | 0 | 0 | 0 | 0 | 0 | 0 | 0 | 0 | 0 | 0 | 0 | 0 | 0 | 0 | 0 | 0 | 0 | 0 | 0 | 0 | 0 | 0 | 0 | 0 | 0 | 0 | 0 | 0 | 0 | 0 | 0 | 0 | 0
| TOTAL O&M | [7 empty] | 258938.9888 |  | 22834.0229 | 23870.3047 | 24898.2863 | 25607.5595 | 27136.3984 | 26673.6726 | 25495.2972 | 26132.6637 | 26785.987 | 13380.0901 | 8992.9835 | 9217.8891 | 9448.3655 | 9684.7392 | 6099.5641 | 6253.4953 | 6413.1935 | 5675.5599 | 5821.0211 | 5970.0213 | 6200.2709 | 7215.0867 | 7400.0072 | 7589.4785 | 7870.1576 | 9015.9013 | 9246.1686 | 9574.5111 | 10834.0374 | 11112.3066 | 11395.5332 | 11787.6439 | 13205.7932 | 13545.6767 | 13891.4007 | 14246.4366 | 14610.3032 | 15103.1332 | 16783.4341 | 17213.5245 | 17653.3856 | 18108.9275 | 18707.6131 | 20648.5705 | 21175.0992 | 21725.1117 | 22284.0476 | 22857.4118 | 24157.2591 | 32491.3142 | 31590.4972 | 32402.1209 | 33055.4729 | 32047.3694 | 32873.6896 | 33721.9514
| Operating costs per Strategist | [7 empty] | 3090508.1974 |  | 68451.41 | 71733.2 | 72852.87 | 73651.34 | 75273.03 | 201594 | 324685.3 | 320807.3 | 320016.2 | 302129.6 | 296393.9 | 289330.3 | 288048.5 | 283687.4 | 279241.7 | 274459 | 270066.8 | 254434.7 | 251653.8 | 248890.8 | 246223.4 | 246451.3 | 241673.6 | 239012 | 236819.8 | 234785.6 | 234585.2 | 229759.4 | 228253.2 | 225783.4 | 223338 | 223703 | 219748.7 | 217418.7 | 215579.1 | 212843.4 | 213636.2 | 208510.5 | 207629.9 | 205522.7 | 203450 | 204849.7 | 199552.1 | 199055.5 | 197763.2 | 195337.1 | 197423.7 | 191785.4 | 190784.5 | 196852.4 | 193713.3 | 196714.5 | 190798.7 | 187649.3 | 187127.8 | 155976
| Less PPAs included with O&M | [7 empty] | -2831569.5354 |  | -45617.3922 | -47862.8866 | -47954.5903 | -48043.7738 | -48136.6306 | -174920.3136 | -299190.1161 | -294674.6539 | -293230.1868 | -288749.5266 | -287400.9724 | -280112.5085 | -278600.1283 | -274002.6935 | -273142.1527 | -268205.5153 | -263653.6619 | -248759.1526 | -245832.749 | -242920.8015 | -240023.308 | -239236.2196 | -234273.6038 | -231422.505 | -228949.866 | -225769.6636 | -225338.9865 | -220184.8379 | -217419.1893 | -214671.0739 | -211942.4799 | -211915.3954 | -206542.9387 | -203873.015 | -201687.7073 | -198596.9425 | -199025.8574 | -193407.323 | -190846.4387 | -188309.2141 | -185796.6216 | -186740.7207 | -180844.4819 | -178406.9624 | -176588.1267 | -173612.0393 | -175139.644 | -168928.0449 | -166629.1902 | -164361.1172 | -162122.8428 | -164312.4143 | -157742.7705 | -155601.9817 | -154254.1167 | -122254.0654
| Total O&M | [7 empty] | 258938.662 |  | 22834.0178 | 23870.3134 | 24898.2797 | 25607.5662 | 27136.3994 | 26673.6864 | 25495.1839 | 26132.6461 | 26786.0132 | 13380.0734 | 8992.9276 | 9217.7915 | 9448.3717 | 9684.7065 | 6099.5473 | 6253.4847 | 6413.1381 | 5675.5474 | 5821.051 | 5969.9985 | 6200.092 | 7215.0804 | 7399.9962 | 7589.495 | 7869.934 | 9015.9364 | 9246.2135 | 9574.5621 | 10834.0107 | 11112.3261 | 11395.5201 | 11787.6046 | 13205.7613 | 13545.685 | 13891.3927 | 14246.4575 | 14610.3426 | 15103.177 | 16783.4613 | 17213.4859 | 17653.3784 | 18108.9793 | 18707.6181 | 20648.5376 | 21175.0733 | 21725.0607 | 22284.056 | 22857.3551 | 24155.3098 | 32491.2828 | 31590.4572 | 32402.0857 | 33055.9295 | 32047.3183 | 32873.6833 | 33721.9346
| Difference | [7 empty] | 0.32686 |  | 0.0051512 | -0.0087004 | 0.0066428 | -0.006663 | -0.001023 | -0.013826 | 0.11326 | 0.017594 | -0.026275 | 0.016687 | 0.055915 | 0.097601 | -0.0061549 | 0.032684 | 0.016764 | 0.010534 | 0.055391 | 0.012445 | -0.029864 | 0.022764 | 0.17892 | 0.0063127 | 0.010962 | -0.016482 | 0.2236 | -0.035157 | -0.044945 | -0.051054 | 0.026723 | -0.019568 | 0.013065 | 0.039327 | 0.031878 | -0.0082426 | 0.0079284 | -0.020848 | -0.039345 | -0.043833 | -0.027185 | 0.038656 | 0.0071811 | -0.051764 | -0.0049213 | 0.032868 | 0.025891 | 0.051017 | -0.0083662 | 0.056766 | 1.9493 | 0.031351 | 0.03998 | 0.035221 | -0.45663 | 0.051051 | 0.0062984 | 0.016852
Operating Cost Summary:
| Hydro | [7 empty] | 0 |  | 0 | 0 | 0 | 0 | 0 | 0 | 0 | 0 | 0 | 0 | 0 | 0 | 0 | 0 | 0 | 0 | 0 | 0 | 0 | 0 | 0 | 0 | 0 | 0 | 0 | 0 | 0 | 0 | 0 | 0 | 0 | 0 | 0 | 0 | 0 | 0 | 0 | 0 | 0 | 0 | 0 | 0 | 0 | 0 | 0 | 0 | 0 | 0 | 0 | 0 | 0 | 0 | 0 | 0 | 0 | 0
| HRD | [7 empty] | 218486.9439 |  | 21644.0229 | 22650.5547 | 23648.0426 | 24270.2609 | 25109.891 | 24621.526 | 23476.08 | 24062.9693 | 24664.5499 | 11205.5896 | 6763.9667 | 6933.0659 | 7106.3925 | 7284.0524 | 4479.127 | 4591.1052 | 4705.8828 | 4823.5299 | 4944.1181 | 5067.7211 | 5194.4141 | 5324.2745 | 5457.3813 | 5593.8159 | 5733.6613 | 5877.0028 | 6023.9279 | 6174.5261 | 6328.8892 | 6487.1114 | 6649.2892 | 6815.5215 | 6985.9095 | 7160.5572 | 7339.5712 | 7523.0604 | 7711.137 | 7903.9154 | 8101.5133 | 8304.0511 | 8511.6524 | 8724.4437 | 8942.5548 | 9166.1186 | 9395.2716 | 9630.1534 | 9870.9072 | 10117.6799 | 10370.6219 | 10629.8875 | 10895.6346 | 11168.0255 | 11447.2261 | 11733.4068 | 12026.742 | 12327.4105
| ESP | [7 empty] | 0 |  | 0 | 0 | 0 | 0 | 0 | 0 | 0 | 0 | 0 | 0 | 0 | 0 | 0 | 0 | 0 | 0 | 0 | 0 | 0 | 0 | 0 | 0 | 0 | 0 | 0 | 0 | 0 | 0 | 0 | 0 | 0 | 0 | 0 | 0 | 0 | 0 | 0 | 0 | 0 | 0 | 0 | 0 | 0 | 0 | 0 | 0 | 0 | 0 | 0 | 0 | 0 | 0 | 0 | 0 | 0 | 0
| NewGT | [7 empty] | 24679.8325 |  | 0 | 0 | 0 | 55.7988 | 712.97 | 705.7708 | 639.1821 | 655.1583 | 671.5376 | 688.3535 | 705.7162 | 723.4401 | 741.5553 | 760.2587 | 779.7176 | 800.6527 | 824.0299 | 852.03 | 876.903 | 902.3002 | 1005.8568 | 1890.8122 | 1942.6259 | 1995.6626 | 2136.4964 | 3138.8985 | 3222.2407 | 3399.985 | 4505.1482 | 4625.1951 | 4746.244 | 4972.1225 | 6219.8837 | 6385.1195 | 6551.8295 | 6723.3762 | 6899.1663 | 7199.2178 | 8681.9208 | 8909.4735 | 9141.7332 | 9384.4839 | 9765.0584 | 11482.4518 | 11779.8276 | 12094.9583 | 12413.1404 | 12739.7319 | 13025.3353 | 12919.6927 | 11515.5546 | 11810.4855 | 11940.6898 | 10382.0811 | 10649.9969 | 10925.4468
| CCGT | [7 empty] | 2044.3547 |  | 0 | 0 | 0 | 0 | 0 | 0 | 0 | 0 | 0 | 0 | 0 | 0 | 0 | 0 | 0 | 0 | 0 | 0 | 0 | 0 | 0 | 0 | 0 | 0 | 0 | 0 | 0 | 0 | 0 | 0 | 0 | 0 | 0 | 0 | 0 | 0 | 0 | 0 | 0 | 0 | 0 | 0 | 0 | 0 | 0 | 0 | 0 | 0 | 761.3019 | 8941.734 | 9179.308 | 9423.6099 | 9667.557 | 9931.8815 | 10196.9508 | 10469.0941
| Wind | [7 empty] | 0 |  | 0 | 0 | 0 | 0 | 0 | 0 | 0 | 0 | 0 | 0 | 0 | 0 | 0 | 0 | 0 | 0 | 0 | 0 | 0 | 0 | 0 | 0 | 0 | 0 | 0 | 0 | 0 | 0 | 0 | 0 | 0 | 0 | 0 | 0 | 0 | 0 | 0 | 0 | 0 | 0 | 0 | 0 | 0 | 0 | 0 | 0 | 0 | 0 | 0 | 0 | 0 | 0 | 0 | 0 | 0 | 0
| ExGT | [7 empty] | 13727.8578 |  | 1190 | 1219.75 | 1250.2437 | 1281.4998 | 1313.5373 | 1346.3758 | 1380.0352 | 1414.536 | 1449.8994 | 1486.1469 | 1523.3006 | 1561.3831 | 1600.4177 | 1640.4281 | 840.7194 | 861.7374 | 883.2808 | 0 | 0 | 0 | 0 | 0 | 0 | 0 | 0 | 0 | 0 | 0 | 0 | 0 | 0 | 0 | 0 | 0 | 0 | 0 | 0 | 0 | 0 | 0 | 0 | 0 | 0 | 0 | 0 | 0 | 0 | 0 | 0 | 0 | 0 | 0 | 0 | 0 | 0 | 0
| Total operating costs | [7 empty] | 258938.9888 |  | 22834.0229 | 23870.3047 | 24898.2863 | 25607.5595 | 27136.3984 | 26673.6726 | 25495.2972 | 26132.6637 | 26785.987 | 13380.0901 | 8992.9835 | 9217.8891 | 9448.3655 | 9684.7392 | 6099.5641 | 6253.4953 | 6413.1935 | 5675.5599 | 5821.0211 | 5970.0213 | 6200.2709 | 7215.0867 | 7400.0072 | 7589.4785 | 7870.1576 | 9015.9013 | 9246.1686 | 9574.5111 | 10834.0374 | 11112.3066 | 11395.5332 | 11787.6439 | 13205.7932 | 13545.6767 | 13891.4007 | 14246.4366 | 14610.3032 | 15103.1332 | 16783.4341 | 17213.5245 | 17653.3856 | 18108.9275 | 18707.6131 | 20648.5705 | 21175.0992 | 21725.1117 | 22284.0476 | 22857.4118 | 24157.2591 | 32491.3142 | 31590.4972 | 32402.1209 | 33055.4729 | 32047.3694 | 32873.6896 | 33721.9514
| FUEL | [7 empty] | 1320530.4712 |  | 197607.9867 | 243193.8438 | 278784.0101 | 286653.5843 | 325225.1623 | 205382.1459 | 82.539 | 84.0459 | 87.4101 | 86.9298 | 115.7794 | 173.5428 | 204.0337 | 244.0628 | 261.8035 | 357.1842 | 554.7378 | 905.3674 | 1117.3367 | 1324.7017 | 1528.7788 | 1910.3751 | 2173.2907 | 2435.3672 | 2740.769 | 3181.6865 | 3461.7114 | 3779.3475 | 4214.1407 | 4620.1391 | 4932.9357 | 5287.0213 | 5722.7816 | 6224.1547 | 6635.6736 | 7062.0562 | 7499.9094 | 8040.9277 | 8598.007 | 9158.3571 | 9709.1722 | 10421.3822 | 11111.3251 | 11792.0568 | 12394.534 | 13381.4846 | 14200.4791 | 15078.1544 | 15653.0507 | 15783.3536 | 16728.9688 | 17716.7572 | 18457.4622 | 19834.2636 | 20980.0021 | 22176.2518
No. 2 Fuel
| ¢/litre (Fuel Forecast) | [9 empty] | 0.98042 | 0.93875 | 0.89 | 0.915 | 0.955 | 0.995 | 1.025 | 1.05 | 1.085 | 1.115 | 1.145 | 1.18 | 1.205 | 1.23 | 1.255 | 1.28 | 1.305 | 1.33 | 1.355 | 1.38 | 1.41 | 1.435 | 1.465 | 1.495 | 1.525 | 1.555 | 1.585 | 1.62 | 1.65 | 1.685 | 1.715 | 1.75 | 1.785 | 1.82 | 1.86 | 1.895 | 1.935 | 1.97 | 2.01 | 2.05 | 2.095 | 2.135 | 2.175 | 2.22 | 2.265 | 2.31 | 2.355 | 2.405 | 2.45 | 2.5 | 2.55 | 2.6 | 2.655 | 2.705 | 2.76 | 2.815
| $/bbl | 158.987 | [8 empty] | 155.9 | 149.2 | 141.5 | 145.5 | 151.8 | 158.2 | 163 | 166.9 | 172.5 | 177.3 | 182 | 187.6 | 191.6 | 195.6 | 199.5 | 203.5 | 207.5 | 211.5 | 215.4 | 219.4 | 224.2 | 228.1 | 232.9 | 237.7 | 242.5 | 247.2 | 252 | 257.6 | 262.3 | 267.9 | 272.7 | 278.2 | 283.8 | 289.4 | 295.7 | 301.3 | 307.6 | 313.2 | 319.6 | 325.9 | 333.1 | 339.4 | 345.8 | 353 | 360.1 | 367.3 | 374.4 | 382.4 | 389.5 | 397.5 | 405.4 | 413.4 | 422.1 | 430.1 | 438.8 | 447.5
| Barrels (000's) | [9 empty] | 15.1773 | 22.6154 | 39.0496 | 41.9563 | 51.8511 | 41.2597 | 0.23009 | 0.2253 | 0.22604 | 0.39762 | 0.63615 | 0.92507 | 1.0649 | 1.2478 | 1.3123 | 1.7552 | 2.6734 | 4.2807 | 5.1873 | 6.0378 | 6.8188 | 8.3752 | 9.3314 | 10.2455 | 11.3021 | 12.8709 | 13.737 | 14.6714 | 16.0661 | 17.2458 | 18.0892 | 19.0044 | 20.1648 | 21.5071 | 22.4406 | 23.4386 | 24.382 | 25.6735 | 26.9024 | 28.1017 | 29.1479 | 30.7053 | 32.1322 | 33.4053 | 34.4197 | 36.432 | 37.9286 | 39.4303 | 40.1876 | 39.7066 | 41.2653 | 42.8562 | 43.7277 | 46.1155 | 47.8122 | 49.5559
| No. 2 fuel expense ($000) | [9 empty] | 2366.1333 | 3374.2236 | 5525.5198 | 6104.6373 | 7871.0031 | 6527.2845 | 37.5044 | 37.6022 | 38.9916 | 70.4985 | 115.7794 | 173.5428 | 204.0337 | 244.0628 | 261.8035 | 357.1842 | 554.7378 | 905.3674 | 1117.3367 | 1324.7017 | 1528.7788 | 1910.3751 | 2173.2907 | 2435.3672 | 2740.769 | 3181.6865 | 3461.7114 | 3779.3475 | 4214.1407 | 4620.1391 | 4932.9357 | 5287.0213 | 5722.7816 | 6224.1547 | 6635.6736 | 7062.0562 | 7499.9094 | 8040.9277 | 8598.007 | 9158.3571 | 9709.1722 | 10421.3822 | 11111.3251 | 11792.0568 | 12394.534 | 13381.4846 | 14200.4791 | 15078.1544 | 15653.0507 | 15783.3536 | 16728.9688 | 17716.7572 | 18457.4622 | 19834.2636 | 20980.0021 | 22176.2518
NO. 6 FUEL:
| 0.7%s $/bbl (Fuel Forecast) | [9 empty] | 121.8986 | 113.7004 | 106.1 | 107.6 | 111.8 | 116.6 | 119.4 | 122.2 | 125.4 | 128.5 | 130.1 | 133.3 | 136.4 | 139.3 | 141.9 | 144.8 | 147.4 | 150.5 | 153.3 | 156.4 | 159.5 | 162.7 | 165.9 | 169.3 | 172.6 | 176.1 | 179.6 | 183.2 | 186.9 | 190.6 | 194.4 | 198.3 | 202.3 | 206.3 | 210.4 | 214.7 | 218.9 | 223.3 | 227.8 | 232.4 | 237 | 241.7 | 246.6 | 251.5 | 256.5 | 261.7 | 266.9 | 272.2 | 277.7 | 283.2 | 288.9 | 294.7 | 300.6 | 306.6 | 312.7 | 319
| 2.2% s $/bbl (Fuel Forecast) | [9 empty] | 114.6 | 107.5 | 99.9 | 102.4 | 106.7 | 111.3 | 113.7 | 115.6 | 116.4 | 116.9 | 117.9 | 119.7 | 121.5 | 123.1 | 125.7 | 128.6 | 131.2 | 134.2 | 137 | 139.8 | 142.6 | 145.4 | 148.3 | 151.3 | 154.3 | 157.4 | 160.5 | 163.8 | 167 | 170.4 | 173.8 | 177.3 | 180.8 | 184.4 | 188.1 | 191.9 | 195.7 | 199.6 | 203.6 | 207.7 | 211.8 | 216.1 | 220.4 | 224.8 | 229.3 | 233.9 | 238.6 | 243.3 | 248.2 | 253.2 | 258.2 | 263.4 | 268.7 | 274 | 279.5 | 285.1
| $/bbl - Island Interconnected - 0.7%s | [9 empty] | 2012: 121.8986; 2013: 113.7004; 2014: 106.1; 2015: 107.6; 2016: 111.8; 2017: 116.6; 2018: 119.4; 2019: 122.2; 2020: 125.4; 2021: 128.5
| Tug boat costs ($/bbl) | [9 empty] | 0.324 | 0.331 | 0.338 | 0.345 | 0.352 | 0.359 | 0.367 | 0.374 | 0.381 | 0.389
[11 empty] | 122.2226 | 114.0314 | 106.438 | 107.945 | 112.152 | 116.959 | 119.767 | 122.574 | 125.781 | 128.889
| Barrels (000's) | [9 empty] | 1597.428 | 2103.102 | 2567.302 | 2598.999 | 2829.679 | 1700.21 | 0.37602 | 0.3789 | 0.38494 | 0.12748
| No. 6 fuel expense ($000) | [9 empty] | 195241.8535 | 239819.6201 | 273258.4903 | 280548.9471 | 317354.1592 | 198854.8614 | 45.0346 | 46.4437 | 48.4185 | 16.4313
| TOTAL FUEL | [7 empty] | 1320530.4712 |  | 197607.9867 | 243193.8438 | 278784.0101 | 286653.5843 | 325225.1623 | 205382.1459 | 82.539 | 84.0459 | 87.4101 | 86.9298 | 115.7794 | 173.5428 | 204.0337 | 244.0628 | 261.8035 | 357.1842 | 554.7378 | 905.3674 | 1117.3367 | 1324.7017 | 1528.7788 | 1910.3751 | 2173.2907 | 2435.3672 | 2740.769 | 3181.6865 | 3461.7114 | 3779.3475 | 4214.1407 | 4620.1391 | 4932.9357 | 5287.0213 | 5722.7816 | 6224.1547 | 6635.6736 | 7062.0562 | 7499.9094 | 8040.9277 | 8598.007 | 9158.3571 | 9709.1722 | 10421.3822 | 11111.3251 | 11792.0568 | 12394.534 | 13381.4846 | 14200.4791 | 15078.1544 | 15653.0507 | 15783.3536 | 16728.9688 | 17716.7572 | 18457.4622 | 19834.2636 | 20980.0021 | 22176.2518
| Fuel costs per Strategist | [7 empty] | 4956087.2884 |  | 202662.5638 | 248130.8192 | 283387.9926 | 291326.2667 | 330094.1266 | 295090.2174 | 192842.2316 | 179006.2972 | 188151.7246 | 200143.2841 | 215463.9044 | 226577.8624 | 240524.085 | 253974.6887 | 265976.3031 | 280789.5943 | 300646.0221 | 327125.4801 | 342228.6668 | 357722.8927 | 373003.4211 | 388866.7438 | 405125.9003 | 421871.789 | 439150.3591 | 456053.1143 | 473333.3357 | 491145.2587 | 509550.3622 | 528466.8862 | 546845.7864 | 565884.8313 | 585513.115 | 605739.5237 | 623976.9306 | 642694.4624 | 662066.5775 | 682084.9174 | 702643.1208 | 723846.39 | 745631.3513 | 768090.2036 | 791178.0193 | 815044.2234 | 839522.1611 | 864947.5722 | 890916.3951 | 917604.3871 | 944671.9205 | 971680.4638 | 1000593.6772 | 1030298.4841 | 1060618.8377 | 1092119.1252 | 1124325.3047 | 1157441.9898
| Less PPAs included with Fuel | [7 empty] | -3635535.6585 |  | -5050.2598 | -4931.126 | -4601.5161 | -4666.5708 | -4862.0869 | -89710.6909 | -192757.8848 | -178922.2437 | -188064.313 | -200056.3652 | -215348.0977 | -226404.3143 | -240320.0742 | -253730.6797 | -265714.4609 | -280432.4062 | -300091.3359 | -326220.3125 | -341111.1953 | -356398.1641 | -371474.8516 | -386955.9688 | -402952.4375 | -419436.5938 | -436410.1094 | -452871.1094 | -469871.6875 | -487366.5234 | -505335.7578 | -523846.8906 | -541913.5312 | -560597.3281 | -579790.4531 | -599516.2969 | -617340.8594 | -635632.8594 | -654565.6562 | -674043.875 | -694046.0469 | -714687.2969 | -735922.7812 | -757667.7656 | -780066.8438 | -803253.8906 | -827127.375 | -851567.5312 | -876715.4062 | -902527.625 | -929018.1562 | -955898.3438 | -983864.125 | -1012583.2188 | -1042161 | -1072286.7188 | -1103345.1562 | -1135263.4375
| Total Fuel | [7 empty] | 1320551.6299 |  | 197612.304 | 243199.6932 | 278786.4765 | 286659.6959 | 325232.0397 | 205379.5265 | 84.3469 | 84.0536 | 87.4116 | 86.9189 | 115.8067 | 173.5481 | 204.0108 | 244.009 | 261.8421 | 357.1881 | 554.6862 | 905.1676 | 1117.4715 | 1324.7286 | 1528.5695 | 1910.7751 | 2173.4628 | 2435.1953 | 2740.2497 | 3182.005 | 3461.6482 | 3778.7353 | 4214.6044 | 4619.9956 | 4932.2551 | 5287.5032 | 5722.6619 | 6223.2268 | 6636.0712 | 7061.603 | 7500.9212 | 8041.0424 | 8597.0739 | 9159.0931 | 9708.5701 | 10422.438 | 11111.1756 | 11790.3328 | 12394.7861 | 13380.0409 | 14200.9889 | 15076.7621 | 15653.7642 | 15782.1201 | 16729.5522 | 17715.2654 | 18457.8377 | 19832.4065 | 20980.1484 | 22178.5523
| Difference | [7 empty] | -21.1586 |  | -4.3173 | -5.8494 | -2.4664 | -6.1115 | -6.8774 | 2.6195 | -1.8079 | -0.0077059 | -0.0014995 | 0.01094 | -0.027299 | -0.0053241 | 0.022922 | 0.053817 | -0.038695 | -0.0038642 | 0.051584 | 0.19985 | -0.13482 | -0.026973 | 0.20926 | -0.39994 | -0.17206 | 0.17197 | 0.51922 | -0.31848 | 0.063184 | 0.61223 | -0.46372 | 0.14354 | 0.68064 | -0.48185 | 0.11974 | 0.92792 | -0.39762 | 0.45319 | -1.0119 | -0.11468 | 0.93314 | -0.73603 | 0.60205 | -1.0558 | 0.14956 | 1.724 | -0.2521 | 1.4437 | -0.5098 | 1.3923 | -0.7135 | 1.2335 | -0.58335 | 1.4919 | -0.37549 | 1.8572 | -0.14631 | -2.3005
| POWER PURCHASES | [7 empty] | 6467127.3561 |  | 50667.652 | 52794.0126 | 52556.1064 | 52710.3446 | 52998.7175 | 264632.0141 | 491949.9838 | 473597.8855 | 481295.5574 | 488807.0649 | 502750.2664 | 506518.1519 | 518921.5886 | 527734.8572 | 538858.2166 | 548639.5903 | 563746.793 | 574981.3344 | 586946.0066 | 599321.0535 | 611500.3598 | 626194.4201 | 637228.4437 | 650861.5885 | 665362.499 | 678643.4685 | 695213.5291 | 707554.261 | 722757.9561 | 738521.1201 | 753859.2746 | 772515.9713 | 786336.7971 | 803392.9057 | 819032.2895 | 834233.5157 | 853595.5202 | 867455.2383 | 884896.5222 | 903000.6679 | 921723.7644 | 944412.9623 | 960915.956 | 981665.6829 | 1003720.3215 | 1025184.6474 | 1051860.4411 | 1071461.1625 | 1095652.6639 | 1120264.9911 | 1145992.8093 | 1176901.5051 | 1199909.9409 | 1227894.9272 | 1257605.5794 | 1257524.1911
Power purchases - Other
| Included with Strategist O&M | [7 empty] | 642949.625 |  | 45617.3922 | 47862.8866 | 47954.5903 | 48043.7738 | 48136.6306 | 48227.5011 | 48322.1473 | 48418.6696 | 48519.1711 | 48617.5579 | 48720.0037 | 46064.5085 | 45899.1283 | 45991.7247 | 46086.184 | 46182.5153 | 42753.6619 | 32673.137 | 32694.7646 | 32716.8015 | 32739.308 | 32762.2352 | 32785.635 | 32809.505 | 32833.8503 | 32858.6792 | 32884.0021 | 32909.8379 | 32936.1893 | 32963.0739 | 32990.4799 | 33018.4266 | 33046.9387 | 33076.0306 | 33105.7073 | 33135.9738 | 33166.8574 | 33198.3386 | 33230.4543 | 33263.2297 | 33296.6372 | 33330.7207 | 33365.4976 | 33400.9624 | 33437.1267 | 33474.0237 | 33511.6597 | 33550.0449 | 33589.1902 | 33629.125 | 33669.8584 | 33711.4143 | 33753.7861 | 33797.0051 | 33841.1089 | 33886.0732
| Included with Strategist Fuel | [7 empty] | 39640.5438 |  | 5050.2598 | 4931.126 | 4601.5161 | 4666.5708 | 4862.0869 | 4941.9429 | 4931.0762 | 5013.478 | 5062.0044 | 5069.8574 | 5113.2266 | 440.9041 | 0 | 0 | 0 | 0 | 0 | 0 | 0 | 0 | 0 | 0 | 0 | 0 | 0 | 0 | 0 | 0 | 0 | 0 | 0 | 0 | 0 | 0 | 0 | 0 | 0 | 0 | 0 | 0 | 0 | 0 | 0 | 0 | 0 | 0 | 0 | 0 | 0 | 0 | 0 | 0 | 0 | 0 | 0 | 0
| Total power purchases - other | [7 empty] | 682590.1688 |  | 50667.652 | 52794.0126 | 52556.1064 | 52710.3446 | 52998.7175 | 53169.444 | 53253.2235 | 53432.1476 | 53581.1755 | 53687.4153 | 53833.2302 | 46505.4126 | 45899.1283 | 45991.7247 | 46086.184 | 46182.5153 | 42753.6619 | 32673.137 | 32694.7646 | 32716.8015 | 32739.308 | 32762.2352 | 32785.635 | 32809.505 | 32833.8503 | 32858.6792 | 32884.0021 | 32909.8379 | 32936.1893 | 32963.0739 | 32990.4799 | 33018.4266 | 33046.9387 | 33076.0306 | 33105.7073 | 33135.9738 | 33166.8574 | 33198.3386 | 33230.4543 | 33263.2297 | 33296.6372 | 33330.7207 | 33365.4976 | 33400.9624 | 33437.1267 | 33474.0237 | 33511.6597 | 33550.0449 | 33589.1902 | 33629.125 | 33669.8584 | 33711.4143 | 33753.7861 | 33797.0051 | 33841.1089 | 33886.0732
| Transmission - Lab Island Tx Link | [7 empty] | 2188619.9104 |  | 0 | 0 | 0 | 0 | 0 | 126692.8125 | 250867.9688 | 246255.9844 | 244711.0156 | 240131.9688 | 238680.9688 | 234048 | 232701 | 228010.9688 | 227055.9688 | 222023 | 220900 | 216086.0156 | 213137.9844 | 210204 | 207284 | 206473.9844 | 201487.9688 | 198613 | 196116.0156 | 192910.9844 | 192454.9844 | 187275 | 184483 | 181708 | 178952 | 178896.9688 | 173496 | 170796.9844 | 168582 | 165460.9688 | 165859 | 160208.9844 | 157615.9844 | 155045.9844 | 152499.9844 | 153410 | 147478.9844 | 145006 | 143151 | 140138.0156 | 141627.9844 | 135378 | 133040 | 130731.9922 | 128452.9844 | 130601 | 123988.9844 | 121804.9766 | 120413.0078 | 88367.9922
Generation power purchases - Labrador
Muskrat Falls:
| a. Energy at Soldier's Pond (GWh) | [9 empty] | 0 | 0 | 0 | 0 | 0 | 979.9144 | 2075.6796 | 2111.1292 | 2177.9594 | 2275.0854 | 2404.9031 | 2534.1415 | 2642.3027 | 2735.0506 | 2808.0671 | 2905.496 | 3048.2135 | 3248.6479 | 3330.3324 | 3411.3542 | 3485.9458 | 3560.0207 | 3634.5 | 3709.0016 | 3783.4262 | 3849.1513 | 3915.3404 | 3981.4908 | 4047.3418 | 4113.335 | 4168.4682 | 4219.5842 | 4270.5442 | 4321.2222 | 4352.0498 | 4382.8364 | 4408.6881 | 4431.9177 | 4455.1824 | 4475.1477 | 4494.2806 | 4513.1435 | 4530.2457 | 4542.3057 | 4553.2606 | 4562.4637 | 4571.8802 | 4581.2926 | 4590.6924 | 4599.0755 | 4606.1131 | 4612.6126 | 4619.3462 | 4625.5703 | 4631.1366 | 4635.4836
| b. Muskrat Falls rate ($/MWh) |  |  |  | 2010 | 65.38 |  |  |  |  | 68.0214 | 69.3818 | 70.7694 | 72.1848 | 73.6285 | 75.1011 | 76.6031 | 78.1352 | 79.6979 | 81.2918 | 82.9176 | 84.576 | 86.2675 | 87.9929 | 89.7527 | 91.5478 | 93.3787 | 95.2463 | 97.1512 | 99.0943 | 101.0762 | 103.0977 | 105.1596 | 107.2628 | 109.4081 | 111.5962 | 113.8282 | 116.1047 | 118.4268 | 120.7954 | 123.2113 | 125.6755 | 128.189 | 130.7528 | 133.3678 | 136.0352 | 138.7559 | 141.531 | 144.3616 | 147.2489 | 150.1938 | 153.1977 | 156.2617 | 159.3869 | 162.5746 | 165.8261 | 169.1427 | 172.5255 | 175.976 | 179.4955 | 183.0855 | 186.7472 | 190.4821 | 194.2918 | 198.1776 | 202.1411
| c. Soldier's Pond rate ($/MWh) - Losses at: |  |  |  |  | 5.15% |  |  |  |  | 71.7147 | 73.1489 | 74.6119 | 76.1042 | 77.6263 | 79.1788 | 80.7624 | 82.3776 | 84.0252 | 85.7057 | 87.4198 | 89.1682 | 90.9515 | 92.7706 | 94.626 | 96.5185 | 98.4489 | 100.4178 | 102.4262 | 104.4747 | 106.5642 | 108.6955 | 110.8694 | 113.0868 | 115.3485 | 117.6555 | 120.0086 | 122.4088 | 124.857 | 127.3541 | 129.9012 | 132.4992 | 135.1492 | 137.8522 | 140.6092 | 143.4214 | 146.2898 | 149.2156 | 152.1999 | 155.2439 | 158.3488 | 161.5158 | 164.7461 | 168.041 | 171.4018 | 174.8299 | 178.3265 | 181.893 | 185.5309 | 189.2415 | 193.0263 | 196.8868 | 200.8246 | 204.8411 | 208.9379 | 213.1166
| d. Cost ($000) (a x c) | [7 empty] | 3525958.6911 |  | 0 | 0 | 0 | 0 | 0 | 77588.4227 | 167636.7653 | 173909.7535 | 183003.3662 | 194987.6808 | 210236.0675 | 225964.7394 | 240321.4603 | 253732.1637 | 265716.0638 | 280434.075 | 300093.1311 | 326222.1818 | 341113.2575 | 356400.252 | 371477.0518 | 386958.2005 | 402954.8399 | 419439.0835 | 436412.633 | 452873.8049 | 469874.5426 | 487369.4231 | 505338.7668 | 523850.0462 | 541488.918 | 559091.5261 | 577160.5596 | 595689.8375 | 611938.2785 | 628592.5009 | 644946.1863 | 661311.3414 | 678078.4512 | 694739.5125 | 711663.976 | 728943.9129 | 746340.3026 | 763293.6789 | 780437.2491 | 797654.9747 | 815287.2775 | 833305.0828 | 851715.1354 | 870335.8725 | 889101.0164 | 908162.7184 | 927678.241 | 947506.7529 | 967619.9028 | 987898.7183
Market-sourced:
| a. Energy at Soldier's Pond (GWh) | [9 empty] | 0 | 0 | 0 | 0 | 0 | 140 | 360 | 0 | 0 | -4.3133e-13 | -4.3133e-13 | 0 | 0 | 0 | -4.3133e-13 | -4.3133e-13 | 0 | 4.3133e-13 | 0 | -4.3133e-13 | 4.3133e-13 | -1.294e-12 | 0 | 4.3133e-13 | -1.294e-12 | 8.6266e-13 | 0 | 0 | 8.6266e-13 | 0 | 2.7278 | 9.4318 | 16.1358 | 23.0088 | 31.8412 | 40.6736 | 54.4779 | 70.6873 | 86.9036 | 106.4323 | 126.8924 | 147.2985 | 169.5583 | 196.9553 | 225.6094 | 255.3983 | 285.2938 | 315.1874 | 345.0746 | 374.4535 | 406.5859 | 439.2344 | 472.1168 | 504.4897 | 537.9804 | 572.6624
| b. Market rate at Muskrat Falls ($/MWh) | [9 empty] | 0.359: 48.6535; 0.367: 53.2004; 0.374: 58.176; 0.381: 63.6213; 0.389: 66.7006 | 69.9308 | 73.3193 | 76.8742 | 80.6035 | 83.1376 | 85.7515 | 88.4479 | 91.2293 | 94.0984 | 95.9825 | 97.9043 | 99.8645 | 101.864 | 103.9035 | 105.9838 | 108.1057 | 110.2701 | 112.4778 | 114.7297 | 117.0266 | 148.781 | 151.7567 | 154.7918 | 157.8876 | 161.0454 | 164.2663 | 167.5516 | 170.9027 | 174.3207 | 177.8071 | 181.3633 | 184.9905 | 188.6903 | 192.4642 | 196.3134 | 200.2397 | 204.2445 | 208.3294 | 212.496 | 216.7459 | 221.0808 | 225.5024 | 230.0125 | 234.6127 | 239.305 | 244.0911
| c. Soldier's Pond rate ($/MWh) - Losses at: |  |  |  |  | 5.15% |  |  |  |  | 0 | 0 | 0 | 0 | 0 | 51.2952 | 56.089 | 61.3347 | 67.0757 | 70.3222 | 73.7277 | 77.3003 | 81.0482 | 84.98 | 87.6517 | 90.4075 | 93.2503 | 96.1827 | 99.2076 | 101.194 | 103.2201 | 105.2868 | 107.3948 | 109.5451 | 111.7383 | 113.9755 | 116.2574 | 118.5849 | 120.9591 | 123.3807 | 156.8593 | 159.9965 | 163.1964 | 166.4603 | 169.7896 | 173.1853 | 176.6491 | 180.182 | 183.7857 | 187.4614 | 191.2106 | 195.0348 | 198.9355 | 202.9142 | 206.9725 | 211.112 | 215.3342 | 219.6409 | 224.0337 | 228.5144 | 233.0847 | 237.7464 | 242.5013 | 247.3513 | 252.2983 | 257.3443
| d. Cost ($000) (a x c) | [7 empty] | 69958.5859 |  | 0 | 0 | 0 | 0 | 0 | 7181.335 | 20192.0262 | 0 | 0 | -3.0332e-11 | -3.1801e-11 | 0 | 0 | 0 | -3.7807e-11 | -3.8995e-11 | 0 | 4.1486e-11 | 0 | -4.3648e-11 | 4.4522e-11 | -1.3624e-10 | 0 | 4.725e-11 | -1.4459e-10 | 9.8322e-11 | 0 | 0 | 1.0435e-10 | 0 | 427.8767 | 1509.0498 | 2633.2987 | 3830.0531 | 5406.3037 | 7044.0723 | 9623.4765 | 12736.5739 | 15971.6322 | 19951.9413 | 24263.1668 | 28728.3287 | 33731.1715 | 39965.0416 | 46694.9457 | 53917.6333 | 61433.5195 | 69228.0348 | 77308.3383 | 85568.0014 | 94768.9501 | 104426.3725 | 114488.9294 | 124786.1926 | 135731.56 | 147371.4074
| Total cost | [7 empty] | 3595917.2769 |  | 0 | 0 | 0 | 0 | 0 | 84769.7577 | 187828.7915 | 173909.7535 | 183003.3662 | 194987.6808 | 210236.0675 | 225964.7394 | 240321.4603 | 253732.1637 | 265716.0638 | 280434.075 | 300093.1311 | 326222.1818 | 341113.2575 | 356400.252 | 371477.0518 | 386958.2005 | 402954.8399 | 419439.0835 | 436412.633 | 452873.8049 | 469874.5426 | 487369.4231 | 505338.7668 | 523850.0462 | 541916.7947 | 560600.5759 | 579793.8584 | 599519.8907 | 617344.5822 | 635636.5732 | 654569.6628 | 674047.9153 | 694050.0835 | 714691.4538 | 735927.1428 | 757672.2416 | 780071.4741 | 803258.7205 | 827132.1948 | 851572.6081 | 876720.797 | 902533.1176 | 929023.4737 | 955903.8739 | 983869.9665 | 1012589.0908 | 1042167.1704 | 1072292.9455 | 1103351.4627 | 1135270.1256
| Totals by Component | [7 empty] | 8365996.9111 |  | 271109.6616 | 319858.1611 | 356238.4028 | 365722.3814 | 414246.9615 | 505345.534 | 525956.5392 | 508014.3323 | 516139.7097 | 510015.8579 | 519832.7158 | 528683.9244 | 541045.1093 | 549831.5617 | 557084.2676 | 567177.4763 | 586329.9632 | 596815.3711 | 608775.3442 | 621144.6268 | 634749.1417 | 665152.7791 | 675888.8218 | 689227.6975 | 704843.0407 | 732997.8797 | 751427.98 | 764617.8046 | 796377.536 | 823606.183 | 838007.337 | 859952.4672 | 890261.2447 | 905862.8166 | 919963.6498 | 933942.4615 | 954996.4829 | 969314.8563 | 1005802.6221 | 1022015.3572 | 1039177.9274 | 1063761.3134 | 1080622.6168 | 1122780.4666 | 1142417.6486 | 1164002.2987 | 1211577.0904 | 1228714.0728 | 1258855.415 | 1374285.7011 | 1389490.9752 | 1421140.0324 | 1439302.0927 | 1458745.954 | 1508309.4468 | 1505039.8654
| Totals per Strategist | [7 empty] | 8365995.5826 |  | 271114.01 | 319864 | 356240.97 | 365728.5328 | 414253.812 | 505341.899 | 525956.219 | 508013.335 | 516138.655 | 510014.671 | 519831.484 | 528682.52 | 541043.7 | 549829.98 | 557082.66 | 567175.79 | 586328.02 | 596813.29 | 608773.46 | 621142.54 | 634746.52 | 665150.92 | 675886.6 | 689225.09 | 704839.74 | 732995.54 | 751425.09 | 764614.4 | 796374.89 | 823602.91 | 838003.39 | 859949.61 | 890257.64 | 905858.25 | 919960.27 | 933938.22 | 954993.53 | 969310.92 | 1005797.63 | 1022011.87 | 1039172.97 | 1063757.91 | 1080617.79 | 1122773.8 | 1142413.1 | 1163995.7 | 1211572.2 | 1228707.1 | 1258848.8 | 1374278.9 | 1389486 | 1421133.1 | 1439296.9 | 1458737.6 | 1508303 | 1505035.5
| Difference | [7 empty] | 1.3285 |  | -4.3484 | -5.8389 | -2.5672 | -6.1514 | -6.8505 | 3.635 | 0.32024 | 0.9973 | 1.0547 | 1.1869 | 1.2318 | 1.4044 | 1.4093 | 1.5817 | 1.6076 | 1.6863 | 1.9432 | 2.0811 | 1.8842 | 2.0868 | 2.6217 | 1.8591 | 2.2218 | 2.6075 | 3.3007 | 2.3397 | 2.89 | 3.4046 | 2.646 | 3.273 | 3.947 | 2.8572 | 3.6047 | 4.5666 | 3.3798 | 4.2415 | 2.9529 | 3.9363 | 4.9921 | 3.4872 | 4.9574 | 3.4034 | 4.8268 | 6.6666 | 4.5486 | 6.5987 | 4.8904 | 6.9728 | 6.615 | 6.8011 | 4.9752 | 6.9324 | 5.1927 | 8.354 | 6.4468 | 4.3654
| Capital Summary | [6 empty] | NPV | Total |  | 2012 | 2013 | 2014 | 2015 | 2016 | 2017 | 2018 | 2019 | 2020 | 2021 | 2022 | 2023 | 2024 | 2025 | 2026 | 2027 | 2028 | 2029 | 2030 | 2031 | 2032 | 2033 | 2034 | 2035 | 2036 | 2037 | 2038 | 2039 | 2040 | 2041 | 2042 | 2043 | 2044 | 2045 | 2046 | 2047 | 2048 | 2049 | 2050 | 2051 | 2052 | 2053 | 2054 | 2055 | 2056 | 2057 | 2058 | 2059 | 2060 | 2061 | 2062 | 2063 | 2064 | 2065 | 2066 | 2067
H | Small Hydro | [6 empty] | 0 | 0 |  | 0 | 0 | 0 | 0 | 0 | 0 | 0 | 0 | 0 | 0 | 0 | 0 | 0 | 0 | 0 | 0 | 0 | 0 | 0 | 0 | 0 | 0 | 0 | 0 | 0 | 0 | 0 | 0 | 0 | 0 | 0 | 0 | 0 | 0 | 0 | 0 | 0 | 0 | 0 | 0 | 0 | 0 | 0 | 0 | 0 | 0 | 0 | 0 | 0 | 0 | 0 | 0 | 0 | 0 | 0 | 0 | 0
CCCT | CCCT | [6 empty] | 35252.0617 | 858260.0713 |  | 0 | 0 | 0 | 0 | 0 | 0 | 0 | 0 | 0 | 0 | 0 | 0 | 0 | 0 | 0 | 0 | 0 | 0 | 0 | 0 | 0 | 0 | 0 | 0 | 0 | 0 | 0 | 0 | 0 | 0 | 0 | 0 | 0 | 0 | 0 | 0 | 0 | 0 | 0 | 0 | 0 | 0 | 0 | 0 | 0 | 0 | 114475.6314 | 459277.2663 | 284507.1736 | 0 | 0 | 0 | 0 | 0 | 0 | 0 | 858260.0713
CT | CT | [6 empty] | 235645.7821 | 1671998.0998 |  | 0 | 786.1871 | 20532.1149 | 56859.7953 | 0 | 0 | 0 | 0 | 0 | 0 | 0 | 0 | 0 | 0 | 0 | 0 | 0 | 0 | 1206.2358 | 31502.1348 | 87239.1834 | 0 | 1334.0585 | 34840.3608 | 96483.7669 | 1438.7385 | 39049.6173 | 142586.9234 | 106707.9826 | 1591.1991 | 41555.8621 | 115081.0733 | 0 | 0 | 0 | 1850.7106 | 48333.2819 | 133849.8509 | 0 | 0 | 2099.0213 | 54818.1795 | 151808.5441 | 2263.7259 | 59119.6157 | 163720.5554 | 0 | 0 | 0 | 0 | 0 | 2768.912 | 72313.0901 | 200257.3787 | 0 | 0 | 1671998.0998
| MF | [6 empty] | 2962769.6619 | 3491241.5162 |  | 220715.2652 | 721643.5399 | 770293.0895 | 976151.474 | 560330.1285 | 196960.6003 | 45147.4187 | 0 | 0 | 0 | 0 | 0 | 0 | 0 | 0 | 0 | 0 | 0 | 0 | 0 | 0 | 0 | 0 | 0 | 0 | 0 | 0 | 0 | 0 | 0 | 0 | 0 | 0 | 0 | 0 | 0 | 0 | 0 | 0 | 0 | 0 | 0 | 0 | 0 | 0 | 0 | 0 | 0 | 0 | 0 | 0 | 0 | 0 | 0 | 0 | 0 | 3491241.5162
| LITL | [6 empty] | 2082132.2829 | 2524441.7276 |  | 42387.0765 | 219355.9953 | 635563.3443 | 845773.3412 | 651970.7048 | 120203.9727 | 9187.2927 | 0 | 0 | 0 | 0 | 0 | 0 | 0 | 0 | 0 | 0 | 0 | 0 | 0 | 0 | 0 | 0 | 0 | 0 | 0 | 0 | 0 | 0 | 0 | 0 | 0 | 0 | 0 | 0 | 0 | 0 | 0 | 0 | 0 | 0 | 0 | 0 | 0 | 0 | 0 | 0 | 0 | 0 | 0 | 0 | 0 | 0 | 0 | 0 | 0 | 2524441.7276
HRD | HRD Other | [6 empty] | 92988.5728 | 471400.711 |  | 0 | 0 | 0 | 0 | 0 | 0 | 16521.4794 | 4654.8098 | 12415.0937 | 10057.6176 | 19982.6929 | 4676.8668 | 14743.5298 | 12515.9818 | 11004.9819 | 7553.3642 | 10211.6016 | 4207.8325 | 6163.4732 | 1959.5163 | 5197.7606 | 5976.5821 | 6127.192 | 6281.5972 | 6439.8935 | 6602.1788 | 6768.5537 | 6939.1212 | 7113.9871 | 7293.2596 | 7477.0497 | 7665.4714 | 7858.6412 | 8056.679 | 8259.7073 | 8467.8519 | 8681.2418 | 8900.0091 | 9124.2893 | 9354.2214 | 9589.9478 | 9831.6145 | 10079.3712 | 10333.3713 | 10593.7723 | 10860.7354 | 11134.4259 | 11415.0134 | 11702.6718 | 11997.5791 | 12299.9181 | 12609.876 | 12927.6449 | 13253.4215 | 13587.4078 | 13929.8104 | 471400.711
| Total | [6 empty] | 5408788.3614 | 9017342.1258 |  | 263102.3417 | 941785.7223 | 1426388.5487 | 1878784.6105 | 1212300.8334 | 317164.5731 | 70856.1908 | 4654.8098 | 12415.0937 | 10057.6176 | 19982.6929 | 4676.8668 | 14743.5298 | 12515.9818 | 11004.9819 | 7553.3642 | 10211.6016 | 4207.8325 | 7369.709 | 33461.6511 | 92436.944 | 5976.5821 | 7461.2505 | 41121.958 | 102923.6603 | 8040.9173 | 45818.171 | 149526.0446 | 113821.9697 | 8884.4587 | 49032.9118 | 122746.5446 | 7858.6412 | 8056.679 | 8259.7073 | 10318.5626 | 57014.5237 | 142749.86 | 9124.2893 | 9354.2214 | 11688.9691 | 64649.794 | 161887.9153 | 12597.0972 | 69713.388 | 174581.2908 | 125610.0573 | 470692.2797 | 296209.8454 | 11997.5791 | 12299.9181 | 15378.788 | 85240.735 | 213510.8002 | 13587.4078 | 13929.8104 | 9017342.1258
Operating Cost Summary
H | Small Hydro | [6 empty] | 0 | 0 |  | 0 | 0 | 0 | 0 | 0 | 0 | 0 | 0 | 0 | 0 | 0 | 0 | 0 | 0 | 0 | 0 | 0 | 0 | 0 | 0 | 0 | 0 | 0 | 0 | 0 | 0 | 0 | 0 | 0 | 0 | 0 | 0 | 0 | 0 | 0 | 0 | 0 | 0 | 0 | 0 | 0 | 0 | 0 | 0 | 0 | 0 | 0 | 0 | 0 | 0 | 0 | 0 | 0 | 0 | 0 | 0 | 0
CCCT | CCCT | [6 empty] | 2044.3547 | 68571.4371 |  | 0 | 0 | 0 | 0 | 0 | 0 | 0 | 0 | 0 | 0 | 0 | 0 | 0 | 0 | 0 | 0 | 0 | 0 | 0 | 0 | 0 | 0 | 0 | 0 | 0 | 0 | 0 | 0 | 0 | 0 | 0 | 0 | 0 | 0 | 0 | 0 | 0 | 0 | 0 | 0 | 0 | 0 | 0 | 0 | 0 | 0 | 0 | 0 | 761.3019 | 8941.734 | 9179.308 | 9423.6099 | 9667.557 | 9931.8815 | 10196.9508 | 10469.0941 | 68571.4371
CT | CT | [6 empty] | 38407.6903 | 311460.6095 |  | 1190 | 1219.75 | 1250.2437 | 1337.2986 | 2026.5073 | 2052.1466 | 2019.2172 | 2069.6944 | 2121.4371 | 2174.5004 | 2229.0168 | 2284.8232 | 2341.973 | 2400.6868 | 1620.437 | 1662.3901 | 1707.3107 | 852.03 | 876.903 | 902.3002 | 1005.8568 | 1890.8122 | 1942.6259 | 1995.6626 | 2136.4964 | 3138.8985 | 3222.2407 | 3399.985 | 4505.1482 | 4625.1951 | 4746.244 | 4972.1225 | 6219.8837 | 6385.1195 | 6551.8295 | 6723.3762 | 6899.1663 | 7199.2178 | 8681.9208 | 8909.4735 | 9141.7332 | 9384.4839 | 9765.0584 | 11482.4518 | 11779.8276 | 12094.9583 | 12413.1404 | 12739.7319 | 13025.3353 | 12919.6927 | 11515.5546 | 11810.4855 | 11940.6898 | 10382.0811 | 10649.9969 | 10925.4468 | 311460.6095
| MF | [6 empty] | 137850.8985 | 960193.7758 |  | 0 | 0 | 0 | 0 | 0 | 0 | 9849.7224 | 10095.9655 | 10348.3646 | 10607.0737 | 10872.2506 | 11144.0568 | 11422.6583 | 11708.2247 | 12000.9303 | 12300.9536 | 12608.4774 | 12923.6894 | 13246.7816 | 13577.9511 | 13917.3999 | 14265.3349 | 14621.9683 | 14987.5175 | 15362.2054 | 15746.2606 | 16139.9171 | 16543.415 | 16957.0004 | 17380.9254 | 17815.4485 | 18260.8348 | 18717.3556 | 19185.2895 | 19664.9217 | 20156.5448 | 20660.4584 | 21176.9699 | 21706.3941 | 22249.054 | 22805.2803 | 23375.4123 | 23959.7976 | 24558.7926 | 25172.7624 | 25802.0815 | 26447.1335 | 27108.3118 | 27786.0196 | 28480.6701 | 29192.6869 | 29922.504 | 30670.5666 | 31437.3308 | 32223.2641 | 33028.8457 | 960193.7758
| LITL | [6 empty] | 251511.1368 | 1697409.2079 |  | 0 | 0 | 0 | 0 | 0 | 9910.0747 | 18521.0275 | 17382.2991 | 19336.8142 | 18262.278 | 20315.7404 | 19186.8058 | 21344.2248 | 20158.1379 | 22707.3709 | 21178.6436 | 23560.0304 | 22250.8124 | 22807.0827 | 23377.2598 | 23961.6913 | 26656.0119 | 25174.7519 | 25804.1207 | 26810.9689 | 27110.4543 | 30158.8308 | 28482.9211 | 29194.9941 | 29924.869 | 30672.9907 | 34121.9489 | 32225.8108 | 33031.4561 | 34320.3069 | 34703.6736 | 38605.8532 | 36460.547 | 37372.0607 | 38306.3622 | 39264.0213 | 43678.9794 | 41251.7624 | 42283.0564 | 43932.8945 | 44423.6362 | 49418.756 | 46672.5827 | 47839.3973 | 49035.3822 | 50261.2668 | 55912.7864 | 52805.7434 | 54125.887 | 56237.8192 | 56866.0101 | 1697409.2079
HRD | HRD Other | [6 empty] | 218486.9439 | 579699.7151 |  | 21644.0229 | 22650.5547 | 23648.0426 | 24270.2609 | 25109.891 | 24621.526 | 23476.08 | 24062.9693 | 24664.5499 | 11205.5896 | 6763.9667 | 6933.0659 | 7106.3925 | 7284.0524 | 4479.127 | 4591.1052 | 4705.8828 | 4823.5299 | 4944.1181 | 5067.7211 | 5194.4141 | 5324.2745 | 5457.3813 | 5593.8159 | 5733.6613 | 5877.0028 | 6023.9279 | 6174.5261 | 6328.8892 | 6487.1114 | 6649.2892 | 6815.5215 | 6985.9095 | 7160.5572 | 7339.5712 | 7523.0604 | 7711.137 | 7903.9154 | 8101.5133 | 8304.0511 | 8511.6524 | 8724.4437 | 8942.5548 | 9166.1186 | 9395.2716 | 9630.1534 | 9870.9072 | 10117.6799 | 10370.6219 | 10629.8875 | 10895.6346 | 11168.0255 | 11447.2261 | 11733.4068 | 12026.742 | 12327.4105 | 579699.7151
| Total | [6 empty] | 648301.0241 | 3617334.7454 |  | 22834.0229 | 23870.3047 | 24898.2863 | 25607.5595 | 27136.3984 | 36583.7472 | 53866.0471 | 53610.9282 | 56471.1658 | 42249.4418 | 40180.9745 | 39548.7518 | 42215.2486 | 41551.1018 | 40807.8653 | 39733.0925 | 42581.7014 | 40850.0616 | 41874.8854 | 42925.2322 | 44079.3622 | 48136.4336 | 47196.7274 | 48381.1167 | 50043.332 | 51872.6162 | 55544.9165 | 54600.8471 | 56986.0319 | 58418.1009 | 59883.9724 | 64170.4276 | 64148.9596 | 65762.4224 | 67876.6293 | 69106.655 | 73876.6149 | 72740.6501 | 75861.8889 | 77768.9408 | 79722.6872 | 85163.3193 | 83919.1732 | 87490.4195 | 90280.756 | 91950.8293 | 98149.9371 | 96638.3064 | 99782.676 | 110007.3665 | 111044.4509 | 118237.4114 | 116531.7829 | 117610.5872 | 121334.7729 | 123616.8071 | 3617334.7454
Note on C903: Litres per bbl: 42 gals/bbl / 0.264172052 litres per gallon

## MF and LIL capex
LCP Phase I (Excluding Maritime Link)
DG3 Cost Estimate
Incurred Cost and Cash Flow Time Phased Data
[43 empty] | Q2 2015 | Q3 2015 | Q4 2015 | Q1 2016 | Q2 2016 | Q3 2016 | Q4 2016 | [16 empty] | Q1 2017 | Q2 2017 | Q3 2017 | Q4 2017 | Q1 2018 | Q2 2018 | Q3 2018 | Q4 2018 | Q1 2019 | Q2 2019 | Q3 2019 | Q4 2019
3-Muskrat Falls | Incurred Cost Flow | Monthly |  | History | Q2 2012 (M/J) | Q2 2012 (M/J) | Q3 2012 | Q3 2012 | Q3 2012 | Q4 2012 | Q4 2012 | Q4 2012 | Q1 2013 | Q1 2013 | Q1 2013 | Q2 2013 | Q2 2013 | Q2 2013 | Q3 2013 | Q3 2013 | Q3 2013 | Q4 2013 | Q4 2013 | Q4 2013 | Q1 2014 | Q1 2014 | Q1 2014 | Q2 2014 | Q2 2014 | Q2 2014 | Q3 2014 | Q3 2014 | Q3 2014 | Q4 2014 | Q4 2014 | Q4 2014 | Q1 2015 | Q1 2015 | Q1 2015 | Q2 2015 | Q2 2015 | Q2 2015 | Q3 2015 | Q3 2015 | Q3 2015 | Q4 2015 | Q4 2015 | Q4 2015 | Q1 2016 | Q1 2016 | Q1 2016 | Q2 2016 | Q2 2016 | Q2 2016 | Q3 2016 | Q3 2016 | Q3 2016 | Q4 2016 | Q4 2016 | Q4 2016 | Q1 2017 | Q1 2017 | Q1 2017 | Q2 2017 | Q2 2017 | Q2 2017 | Q3 2017 | Q3 2017 | Q3 2017 | Q4 2017 | Q4 2017 | Q4 2017 | Q1 2018 | Q1 2018 | Q1 2018 | Q2 2018 | Q2 2018 | Q2 2018 | Q3 2018 | Q3 2018 | Q3 2018 | Q4 2018 | Q4 2018 | Q4 2018 | Q1 2019 | Q1 2019 | Q1 2019 | Q2 2019 | Q2 2019 | Q2 2019 | Q3 2019 | Q3 2019 | Q3 2019 | Q4 2019 | Q4 2019 | Q4 2019
|  | Total |  | History | time axis 2012-05-01 to 2019-01-01
|  | 2511923519 | Base Estimate | 97303164 | 8973924 | 14740727 | 18601211 | 20126175 | 21917096 | 45124521 | 25300152 | 28136825 | 28144830 | 26141722 | 33707671 | 34279581 | 36545189 | 47193909 | 50702714 | 48807438 | 44888524 | 36507811 | 32981122 | 37161074 | 36347188 | 32636591 | 36611478 | 35453764 | 38521906 | 37498909 | 39195043 | 38289843 | 36984511 | 40556402 | 39256456 | 40564997 | 40471650 | 37573359 | 55318054 | 54460736 | 58141196 | 57186531 | 64099976 | 64143824 | 61807892 | 66683745 | 65651877 | 61164656 | 57427454 | 40069883 | 44003440 | 39607478 | 40187434 | 38891071 | 39026278 | 37604799 | 33136327 | 23339185 | 16258055 | 16799988 | 15283821 | 13407161 | 14807025 | 14582496 | 14613727 | 13948252 | 14190679 | 14172594 | 13675961 | 14122696 | 13667128 | 12242273 | 10877194 | 9101367 | 6556360 | 6264437 | 5587772 | 2565220 | 0 | 0 | 0 | 0 | 0 | 0 | 0
|  | 226690000 | Contingency | 0 | 0 | 0 | 0 | 0 | 0 | 0 | 0 | 0 | 3025666.998 | 2810325.9293 | 3623691.7303 | 3685174.0421 | 3928734.7727 | 5073509.1655 | 5450717.8923 | 5246969.1383 | 4825672.2693 | 3924716.5078 | 3545585.1889 | 3994944.5497 | 3907448.9773 | 3508546.9095 | 3935861.0704 | 3811402.7936 | 4141238.7171 | 4031262.9858 | 4213603.283 | 4116291.1385 | 3975963.4138 | 4359954.1048 | 4220205.3939 | 4360878.0972 | 4350842.9704 | 4039266.6194 | 5946882.9756 | 5854718.3124 | 6250380.548 | 6147750.7441 | 6890970.0984 | 6895683.9107 | 6644563.1058 | 7168734.2417 | 7057804.847 | 6575413.0013 | 6173650.8035 | 4307651.6222 | 4730522.6645 | 4257941.4783 | 4320288.763 | 4180925.2371 | 4195460.4593 | 4042646.5287 | 3562270.2655 | 2509043.466 | 1747797.3917 | 1806057.0719 | 1643063.8523 | 1441316.3829 | 1591806.626 | 1567668.9785 | 1571026.4195 | 1499485.5451 | 0 | 0 | 0 | 0 | 0 | 0 | 0 | 0 | 0 | 0 | 0 | 0 | 0 | 0 | 0 | 0 | 0 | 0 | 0
|  | 162544768.8519 | Escalation Allowance | 0 | 11375.1437 | 48211.9052 | 231037.8561 | 269392.1263 | 285192.6289 | 405688.8568 | 370331.6252 | 336773.334 | 459061.2756 | 418753.4514 | 504261.5302 | 864871.6817 | 943903.361 | 1384734.9159 | 1713011.2931 | 1653746.3058 | 1481358.733 | 1084128.1628 | 1038191.1853 | 1263655.536 | 2105316.9866 | 1908907.0033 | 2149077.9242 | 2059945.944 | 2313854.7271 | 2256683.5732 | 2332409.4237 | 2304609.354 | 2227006.9887 | 2212227.4729 | 2100025.5579 | 2170026.1128 | 3088098.3861 | 2939598.4366 | 4594852.8523 | 4497291.6215 | 4876759.9882 | 4774415.0059 | 5307058.0475 | 5351101.9052 | 5153204.8611 | 5518815.7543 | 5444308.8229 | 5115886.05 | 5999056.3114 | 4051031.9651 | 4471161.9421 | 4009866.4204 | 4127428.9518 | 3994286.7671 | 3931615.3346 | 3820654.7227 | 3306728.0147 | 2128105.3243 | 1490447.2491 | 1540128.5303 | 1612424.5509 | 1456383.2551 | 1607365.4636 | 1527829.7103 | 1578756.8503 | 1497657.0664 | 1505601.5948 | 1502127.4441 | 1452779.5105 | 1499209.9995 | 1450848.7733 | 1219040.6946 | 1231796.4161 | 988070.5198 | 539994.6436 | 497781.3411 | 510132.0525 | 427293.724 | 0 | 0 | 0 | 0 | 0 | 0 | 0
|  | 2901158287.8519 | Total | 97303164 | 8985299.1437 | 14788938.9052 | 18832248.8561 | 20395567.1263 | 22202288.6289 | 45530209.8568 | 25670483.6252 | 28473598.334 | 31629558.2736 | 29370801.3807 | 37835624.2606 | 38829626.7238 | 41417827.1336 | 53652153.0813 | 57866443.1854 | 55708153.4441 | 51195555.0023 | 41516655.6706 | 37564898.3741 | 42419674.0857 | 42359953.9639 | 38054044.9128 | 42696416.9946 | 41325112.7377 | 44976999.4443 | 43786855.559 | 45741055.7068 | 44710743.4924 | 43187481.4025 | 47128583.5777 | 45576686.9518 | 47095901.21 | 47910591.3565 | 44552224.056 | 65859789.8279 | 64812745.9339 | 69268336.5363 | 68108696.75 | 76298004.1458 | 76390609.8159 | 73605659.9669 | 79371294.9959 | 78153990.67 | 72855955.0512 | 69600161.1149 | 48428566.5873 | 53205124.6066 | 47875285.8987 | 48635151.7148 | 47066283.0041 | 47153353.7939 | 45468100.2514 | 40005325.2803 | 27976333.7903 | 19496299.6409 | 20146173.6022 | 18539309.4033 | 16304860.638 | 18006197.0896 | 17677994.6887 | 17763510.2697 | 16945394.6116 | 15696280.5948 | 15674721.4441 | 15128740.5105 | 15621905.9995 | 15117976.7733 | 13461313.6946 | 12108990.4161 | 10089437.5198 | 7096354.6436 | 6762218.3411 | 6097904.0525 | 2992513.724 | 0 | 0 | 0 | 0 | 0 | 0 | 0
Quarterly
|  | Total |  | History | 2012-05-01: Q2 2012 (M/J); 2012-06-01: Q3 2012; 2012-07-01: Q4 2012; 2012-08-01: Q1 2013; 2012-09-01: Q2 2013; 2012-10-01: Q3 2013; 2012-11-01: Q4 2013; 2012-12-01: Q1 2014; 2013-01-01: Q2 2014; 2013-02-01: Q3 2014; 2013-03-01: Q4 2014; 2013-04-01: Q1 2015; 2013-05-01: Q2 2015; 2013-06-01: Q3 2015; 2013-07-01: Q4 2015; 2013-08-01: Q1 2016; 2013-09-01: Q2 2016; 2013-10-01: Q3 2016; 2013-11-01: Q4 2016; 2013-12-01: Q1 2017; 2014-01-01: Q2 2017; 2014-02-01: Q3 2017; 2014-03-01: Q4 2017; 2014-04-01: Q1 2018; 2014-05-01: Q2 2018; 2014-06-01: Q3 2018; 2014-07-01: Q4 2018; 2014-08-01: Q1 2019; 2014-09-01: Q2 2019; 2014-10-01: Q3 2019; 2014-11-01: Q4 2019
|  | 2511923519 | Base Estimate | 97303164 | 2012-05-01: 23714651; 2012-06-01: 60644482; 2012-07-01: 98561498; 2012-08-01: 87994223; 2012-09-01: 118018679; 2012-10-01: 144398676; 2012-11-01: 106650007; 2012-12-01: 105595257; 2013-01-01: 111474579; 2013-02-01: 114469397; 2013-03-01: 120377855; 2013-04-01: 133363063; 2013-05-01: 169788463; 2013-06-01: 190051692; 2013-07-01: 193500278; 2013-08-01: 141500777; 2013-09-01: 118685983; 2013-10-01: 109767404; 2013-11-01: 56397228; 2013-12-01: 43498007; 2014-01-01: 43144475; 2014-02-01: 42039234; 2014-03-01: 40032097; 2014-04-01: 26534921; 2014-05-01: 14417429; 2014-06-01: 0; 2014-07-01: 0; 2014-08-01: 0; 2014-09-01: 0; 2014-10-01: 0; 2014-11-01: 0
|  | 226690000 | Contingency | 0 | 2012-05-01: 0; 2012-06-01: 0; 2012-07-01: 0; 2012-08-01: 9459684.6576; 2012-09-01: 12687417.9803; 2012-10-01: 15523359.2998; 2012-11-01: 11465246.2464; 2012-12-01: 11351856.9573; 2013-01-01: 11983904.4966; 2013-02-01: 12305857.8353; 2013-03-01: 12941037.5959; 2013-04-01: 14336992.5655; 2013-05-01: 18252849.6045; 2013-06-01: 20431217.1149; 2013-07-01: 20801952.09; 2013-08-01: 15211825.0903; 2013-09-01: 12759155.4784; 2013-10-01: 11800377.2535; 2013-11-01: 6062897.9296; 2013-12-01: 4676186.8612; 2014-01-01: 4638180.9431; 2014-02-01: 0; 2014-03-01: 0; 2014-04-01: 0; 2014-05-01: 0; 2014-06-01: 0; 2014-07-01: 0; 2014-08-01: 0; 2014-09-01: 0; 2014-10-01: 0; 2014-11-01: 0
|  | 162544768.8519 | Escalation Allowance | 0 | 2012-05-01: 59587.0489; 2012-06-01: 785622.6113; 2012-07-01: 1112793.816; 2012-08-01: 1382076.2572; 2012-09-01: 3193509.9585; 2012-10-01: 4848116.3319; 2012-11-01: 3385974.8841; 2012-12-01: 6163301.9141; 2013-01-01: 6630484.2443; 2013-02-01: 6864025.7664; 2013-03-01: 6482279.1436; 2013-04-01: 10622549.675; 2013-05-01: 14148466.6156; 2013-06-01: 15811364.8138; 2013-07-01: 16079010.6272; 2013-08-01: 14521250.2185; 2013-09-01: 12131582.1392; 2013-10-01: 11058998.0721; 2013-11-01: 5158681.1038; 2013-12-01: 4676173.2696; 2014-01-01: 4604243.627; 2014-02-01: 4460508.5494; 2014-03-01: 4169099.4674; 2014-04-01: 2759861.5795; 2014-05-01: 1435207.1176; 2014-06-01: 0; 2014-07-01: 0; 2014-08-01: 0; 2014-09-01: 0; 2014-10-01: 0; 2014-11-01: 0
|  | 2901158287.8519 | Total | 97303164 | 2012-05-01: 23774238.0489; 2012-06-01: 61430104.6113; 2012-07-01: 99674291.816; 2012-08-01: 98835983.9149; 2012-09-01: 133899606.9388; 2012-10-01: 164770151.6318; 2012-11-01: 121501228.1304; 2012-12-01: 123110415.8713; 2013-01-01: 130088967.7409; 2013-02-01: 133639280.6017; 2013-03-01: 139801171.7395; 2013-04-01: 158322605.2404; 2013-05-01: 202189779.2201; 2013-06-01: 226294273.9287; 2013-07-01: 230381240.7172; 2013-08-01: 171233852.3088; 2013-09-01: 143576720.6176; 2013-10-01: 132626779.3256; 2013-11-01: 67618807.0334; 2013-12-01: 52850367.1308; 2014-01-01: 52386899.57; 2014-02-01: 46499742.5494; 2014-03-01: 44201196.4674; 2014-04-01: 29294782.5795; 2014-05-01: 15852636.1176; 2014-06-01: 0; 2014-07-01: 0; 2014-08-01: 0; 2014-09-01: 0; 2014-10-01: 0; 2014-11-01: 0
| Cash Flow | Monthly Cash Flow
|  | 2901158287.8519 | Monthly Cash Requirement | 83527861 | 6612145.44 | 7163157.56 | 8985299.1437 | 14788938.9052 | 18832248.8561 | 20395567.1263 | 22202288.6289 | 45530209.8568 | 25670483.6252 | 28473598.334 | 31629558.2736 | 29370801.3807 | 37835624.2606 | 38829626.7238 | 41417827.1336 | 53652153.0813 | 57866443.1854 | 55708153.4441 | 51195555.0023 | 41516655.6706 | 37564898.3741 | 42419674.0857 | 42359953.9639 | 38054044.9128 | 42696416.9946 | 41325112.7377 | 44976999.4443 | 43786855.559 | 45741055.7068 | 44710743.4924 | 43187481.4025 | 47128583.5777 | 45576686.9518 | 47095901.21 | 47910591.3565 | 44552224.056 | 65859789.8279 | 64812745.9339 | 69268336.5363 | 68108696.75 | 76298004.1458 | 76390609.8159 | 73605659.9669 | 79371294.9959 | 78153990.67 | 72855955.0512 | 69600161.1149 | 48428566.5873 | 53205124.6066 | 47875285.8987 | 48635151.7148 | 47066283.0041 | 47153353.7939 | 45468100.2514 | 40005325.2803 | 27976333.7903 | 19496299.6409 | 20146173.6022 | 18539309.4033 | 16304860.638 | 18006197.0896 | 17677994.6887 | 17763510.2697 | 16945394.6116 | 15696280.5948 | 15674721.4441 | 15128740.5105 | 15621905.9995 | 15117976.7733 | 13461313.6946 | 12108990.4161 | 10089437.5198 | 7096354.6436 | 6762218.3411 | 6097904.0525 | 2992513.724 | 0 | 0 | 0 | 0 | 0
|  |  | Cumulative Cash Requirement | 83527861 | 90140006.44 | 97303164 | 106288463.1437 | 121077402.0489 | 139909650.9049 | 160305218.0313 | 182507506.6602 | 228037716.517 | 253708200.1422 | 282181798.4762 | 313811356.7498 | 343182158.1305 | 381017782.391 | 419847409.1149 | 461265236.2485 | 514917389.3298 | 572783832.5152 | 628491985.9593 | 679687540.9616 | 721204196.6322 | 758769095.0063 | 801188769.092 | 843548723.056 | 881602767.9687 | 924299184.9634 | 965624297.701 | 1010601297.1453 | 1054388152.7043 | 1100129208.411 | 1144839951.9035 | 1188027433.306 | 1235156016.8837 | 1280732703.8355 | 1327828605.0455 | 1375739196.402 | 1420291420.458 | 1486151210.2859 | 1550963956.2198 | 1620232292.7561 | 1688340989.506 | 1764638993.6519 | 1841029603.4678 | 1914635263.4347 | 1994006558.4306 | 2072160549.1006 | 2145016504.1519 | 2214616665.2668 | 2263045231.854 | 2316250356.4606 | 2364125642.3593 | 2412760794.0741 | 2459827077.0783 | 2506980430.8721 | 2552448531.1235 | 2592453856.4038 | 2620430190.1941 | 2639926489.835 | 2660072663.4372 | 2678611972.8404 | 2694916833.4785 | 2712923030.568 | 2730601025.2567 | 2748364535.5265 | 2765309930.138 | 2781006210.7328 | 2796680932.1769 | 2811809672.6874 | 2827431578.687 | 2842549555.4603 | 2856010869.1548 | 2868119859.5709 | 2878209297.0907 | 2885305651.7343 | 2892067870.0754 | 2898165774.1278 | 2901158287.8519 | 2901158287.8519 | 2901158287.8519 | 2901158287.8519 | 2901158287.8519 | 2901158287.8519
|  | Quarterly |  | History | 2012-05-01: Q2 2012 (M/J); 2012-06-01: Q3 2012; 2012-07-01: Q4 2012; 2012-08-01: Q1 2013; 2012-09-01: Q2 2013; 2012-10-01: Q3 2013; 2012-11-01: Q4 2013; 2012-12-01: Q1 2014; 2013-01-01: Q2 2014; 2013-02-01: Q3 2014; 2013-03-01: Q4 2014; 2013-04-01: Q1 2015; 2013-05-01: Q2 2015; 2013-06-01: Q3 2015; 2013-07-01: Q4 2015; 2013-08-01: Q1 2016; 2013-09-01: Q2 2016; 2013-10-01: Q3 2016; 2013-11-01: Q4 2016; 2013-12-01: Q1 2017; 2014-01-01: Q2 2017; 2014-02-01: Q3 2017; 2014-03-01: Q4 2017; 2014-04-01: Q1 2018; 2014-05-01: Q2 2018; 2014-06-01: Q3 2018; 2014-07-01: Q4 2018; 2014-08-01: Q1 2019; 2014-09-01: Q2 2019; 2014-10-01: Q3 2019; 2014-11-01: Q4 2019
|  | 2901158287.8519 | Quarterly Cash Requirement | 83527861 | 2012-05-01: 13775303; 2012-06-01: 42606486.9049; 2012-07-01: 88128065.6121; 2012-08-01: 85773640.2328; 2012-09-01: 106036052.3651; 2012-10-01: 152936423.4003; 2012-11-01: 148420364.117; 2012-12-01: 122344526.4238; 2013-01-01: 122075574.6451; 2013-02-01: 134504910.71; 2013-03-01: 135026808.4726; 2013-04-01: 140583179.5183; 2013-05-01: 175224759.8179; 2013-06-01: 213675037.4321; 2013-07-01: 229367564.7787; 2013-08-01: 220610106.8361; 2013-09-01: 149508977.0926; 2013-10-01: 142854788.5128; 2013-11-01: 113449759.322; 2013-12-01: 58181782.6463; 2014-01-01: 51989052.4163; 2014-02-01: 50405185.4761; 2014-03-01: 46425367.9541; 2014-04-01: 40688280.8839; 2014-05-01: 23948010.5045; 2014-06-01: 9090417.7765; 2014-07-01: 0; 2014-08-01: 0; 2014-09-01: 0; 2014-10-01: 0; 2014-11-01: 0
|  | 57297173311.1568 | Cumulative Cash Requirement | 83527861 | 2012-05-01: 97303164; 2012-06-01: 139909650.9049; 2012-07-01: 228037716.517; 2012-08-01: 313811356.7498; 2012-09-01: 419847409.1149; 2012-10-01: 572783832.5152; 2012-11-01: 721204196.6322; 2012-12-01: 843548723.056; 2013-01-01: 965624297.701; 2013-02-01: 1100129208.411; 2013-03-01: 1235156016.8837; 2013-04-01: 1375739196.402; 2013-05-01: 1550963956.2198; 2013-06-01: 1764638993.6519; 2013-07-01: 1994006558.4306; 2013-08-01: 2214616665.2668; 2013-09-01: 2364125642.3593; 2013-10-01: 2506980430.8721; 2013-11-01: 2620430190.1941; 2013-12-01: 2678611972.8404; 2014-01-01: 2730601025.2567; 2014-02-01: 2781006210.7328; 2014-03-01: 2827431578.687; 2014-04-01: 2868119859.5709; 2014-05-01: 2892067870.0754; 2014-06-01: 2901158287.8519; 2014-07-01: 2901158287.8519; 2014-08-01: 2901158287.8519; 2014-09-01: 2901158287.8519; 2014-10-01: 2901158287.8519; 2014-11-01: 2901158287.8519
4-LITL | Incurred Cost Flow | Monthly
|  | Total |  | History | time axis 2012-05-01 to 2019-01-01
|  | 2359610946 | Base Estimate | 85307165 | 3214785 | 3111083 | 7074621 | 10253310 | 6766947 | 3942485 | 3815308 | 4131994 | 4442531 | 4012610 | 4724360 | 10790723 | 13948080 | 18725437 | 22983710 | 20903382 | 24842253 | 28266666 | 28930940 | 31413788 | 30662091 | 30446344 | 36106082 | 37549709 | 45269960 | 48266129 | 50294118 | 58299015 | 55626949 | 62031447 | 62177009 | 64786927 | 65753569 | 59676422 | 67368099 | 66846418 | 68614586 | 63169393 | 67180775 | 67169670 | 62215005 | 56046986 | 55213567 | 55206118 | 50672065 | 42956610 | 44753767 | 44931176 | 55459644 | 53174573 | 54038204 | 53820076 | 47512536 | 45709210 | 41171963 | 38839784 | 18215869 | 16339089 | 16719126 | 15307978 | 8623835 | 8068035 | 3140084 | 3140084 | 3038792 | 2967023 | 2871314 | 2967023 | 2615890 | 2362740 | 2615890 | 0 | 0 | 0 | 0 | 0 | 0 | 0 | 0 | 0 | 0
|  | 86480000 | Contingency | 0 | 0 | 0 | 0 | 0 | 0 | 0 | 0 | 0 | 0 | 0 | 0 | 0 | 0 | 0 | 0 | 0 | 0 | 0 | 0 | 0 | 1318960.8223 | 1309680.2471 | 1553139.5952 | 1615238.6691 | 1947333.0657 | 2076216.3022 | 2163452.2979 | 2507791.0297 | 2392849.4112 | 2668345.3631 | 2674606.8596 | 2786875.1192 | 2828456.2014 | 2567041.5834 | 2897906.8405 | 2875466.2052 | 2951525.7381 | 2717295.26 | 2889848.9094 | 2889371.2166 | 2676241.2959 | 2410917.7271 | 2375067.3668 | 2374746.9405 | 2179710.07 | 1847821.9782 | 1925128.5023 | 1932759.9296 | 2385652.6176 | 2287357.9799 | 2324507.9399 | 2315124.9436 | 2043799.738 | 1966227.8482 | 1771053.5845 | 1670732.5486 | 783574.0085 | 702842.4207 | 719190.0962 | 658488.1393 | 370962.9752 | 347054.6767 | 135073.8857 | 135073.8857 | 130716.708 | 127629.4919 | 123512.4726 | 127629.4919 | 0 | 0 | 0 | 0 | 0 | 0 | 0 | 0 | 0 | 0 | 0 | 0 | 0
|  | 163657946.5594 | Escalation Allowance | 0 | -1267.9033 | -1227.0225 | 6818.176 | 6818.176 | 6598.2026 | 18932.573 | 18321.8803 | 21549.4058 | 59442.3461 | 53689.8685 | 69608.1708 | 292770.1522 | 367707.3119 | 502574.4373 | 634939.8689 | 539584.4745 | 579814.9026 | 708727.0978 | 750353.7828 | 812302.8884 | 1406709.5246 | 1458241.2556 | 1799979.8608 | 1874661.903 | 2256621.3644 | 2437529.4642 | 2539175.9926 | 2849819.871 | 2705523.485 | 3036042.4186 | 3237214.7998 | 3431555.5756 | 5070385.7787 | 4612935.1737 | 5252225.2327 | 5251149.8798 | 5392773.2106 | 4931919.051 | 5234670.685 | 5233544.1899 | 4827509.7317 | 4327713.8332 | 4334707.541 | 4389313.607 | 5206535.2221 | 4428226.7748 | 4649335.6416 | 4651176.2262 | 4793529.9541 | 4586570.9826 | 4624504.1817 | 4596915.2596 | 3903269.6683 | 4631245.5534 | 4197491.4815 | 4012418.2025 | 2210099.6677 | 2004550.0048 | 2178188.8246 | 2184482.7428 | 1406811.8296 | 1318692.7927 | 548128.8915 | 548128.8915 | 530447.4565 | 510300.8251 | 493839.7348 | 510300.8251 | 548621.663 | 495529.3793 | 548621.663 | 0 | 0 | 0 | 0 | 0 | 0 | 0 | 0 | 0 | 0
|  | 2609748892.5594 | Total | 85307165 | 3213517.0967 | 3109855.9775 | 7081439.176 | 10260128.176 | 6773545.2026 | 3961417.573 | 3833629.8803 | 4153543.4058 | 4501973.3461 | 4066299.8685 | 4793968.1708 | 11083493.1522 | 14315787.3119 | 19228011.4373 | 23618649.8689 | 21442966.4745 | 25422067.9026 | 28975393.0978 | 29681293.7828 | 32226090.8884 | 33387761.3469 | 33214265.5027 | 39459201.456 | 41039609.5721 | 49473914.43 | 52779874.7664 | 54996746.2906 | 63656625.9008 | 60725321.8962 | 67735834.7817 | 68088830.6593 | 71005357.6947 | 73652410.98 | 66856398.7571 | 75518231.0732 | 74973034.085 | 76958884.9487 | 70818607.311 | 75305294.5943 | 75292585.4065 | 69718756.0276 | 62785617.5602 | 61923341.9078 | 61970178.5476 | 58058310.2921 | 49232658.753 | 51328231.1439 | 51515112.1559 | 62638826.5716 | 60048501.9625 | 60987216.1215 | 60732116.2032 | 53459605.4063 | 52306683.4016 | 47140508.0659 | 44522934.7511 | 21209542.6763 | 19046481.4255 | 19616504.9208 | 18150948.8821 | 10401609.8048 | 9733782.4694 | 3823286.7772 | 3823286.7772 | 3699956.1644 | 3604953.317 | 3488666.2074 | 3604953.317 | 3164511.663 | 2858269.3793 | 3164511.663 | 0 | 0 | 0 | 0 | 0 | 0 | 0 | 0 | 0 | 0
Quarterly
|  | Total |  | History | 2012-05-01: Q2 2012 (M/J); 2012-06-01: Q3 2012; 2012-07-01: Q4 2012; 2012-08-01: Q1 2013; 2012-09-01: Q2 2013; 2012-10-01: Q3 2013; 2012-11-01: Q4 2013; 2012-12-01: Q1 2014; 2013-01-01: Q2 2014; 2013-02-01: Q3 2014; 2013-03-01: Q4 2014; 2013-04-01: Q1 2015; 2013-05-01: Q2 2015; 2013-06-01: Q3 2015; 2013-07-01: Q4 2015; 2013-08-01: Q1 2016; 2013-09-01: Q2 2016; 2013-10-01: Q3 2016; 2013-11-01: Q4 2016; 2013-12-01: Q1 2017; 2014-01-01: Q2 2017; 2014-02-01: Q3 2017; 2014-03-01: Q4 2017; 2014-04-01: Q1 2018; 2014-05-01: Q2 2018; 2014-06-01: Q3 2018; 2014-07-01: Q4 2018; 2014-08-01: Q1 2019; 2014-09-01: Q2 2019; 2014-10-01: Q3 2019; 2014-11-01: Q4 2019
|  | 2359610946 | Base Estimate | 85307165 | 2012-05-01: 6325868; 2012-06-01: 24094878; 2012-07-01: 11889787; 2012-08-01: 13179501; 2012-09-01: 43464240; 2012-10-01: 68729345; 2012-11-01: 88611394; 2012-12-01: 97214517; 2013-01-01: 131085798; 2013-02-01: 164220082; 2013-03-01: 188995383; 2013-04-01: 192798090; 2013-05-01: 198630397; 2013-06-01: 196565450; 2013-07-01: 166466671; 2013-08-01: 138382442; 2013-09-01: 153565393; 2013-10-01: 155370816; 2013-11-01: 125720957; 2013-12-01: 51274084; 2014-01-01: 31999848; 2014-02-01: 9318960; 2014-03-01: 8805360; 2014-04-01: 7594520; 2014-05-01: 0; 2014-06-01: 0; 2014-07-01: 0; 2014-08-01: 0; 2014-09-01: 0; 2014-10-01: 0; 2014-11-01: 0
|  | 86480000 | Contingency | 0 | 2012-05-01: 0; 2012-06-01: 0; 2012-07-01: 0; 2012-08-01: 0; 2012-09-01: 0; 2012-10-01: 0; 2012-11-01: 0; 2012-12-01: 4181780.6646; 2013-01-01: 5638788.037; 2013-02-01: 7064092.7388; 2013-03-01: 8129827.3419; 2013-04-01: 8293404.6253; 2013-05-01: 8544287.2033; 2013-06-01: 8455461.4219; 2013-07-01: 7160732.0344; 2013-08-01: 5952660.5505; 2013-09-01: 6605770.5271; 2013-10-01: 6683432.6214; 2013-11-01: 5408013.9813; 2013-12-01: 2205606.5255; 2014-01-01: 1376505.7912; 2014-02-01: 400864.4793; 2014-03-01: 378771.4565; 2014-04-01: 0; 2014-05-01: 0; 2014-06-01: 0; 2014-07-01: 0; 2014-08-01: 0; 2014-09-01: 0; 2014-10-01: 0; 2014-11-01: 0
|  | 163657946.5594 | Escalation Allowance | 0 | 2012-05-01: -2494.9258; 2012-06-01: 20234.5545; 2012-07-01: 58803.8591; 2012-08-01: 182740.3855; 2012-09-01: 1163051.9014; 2012-10-01: 1754339.2461; 2012-11-01: 2271383.7691; 2012-12-01: 4664930.641; 2013-01-01: 6568812.7316; 2013-02-01: 8094519.3487; 2013-03-01: 9704812.7939; 2013-04-01: 14935546.185; 2013-05-01: 15575842.1414; 2013-06-01: 15295724.6065; 2013-07-01: 13051734.9812; 2013-08-01: 14284097.6385; 2013-09-01: 14031277.1629; 2013-10-01: 13124689.1096; 2013-11-01: 12841155.2374; 2013-12-01: 6392838.4971; 2014-01-01: 4909987.3651; 2014-02-01: 1626705.2396; 2014-03-01: 1514441.385; 2014-04-01: 1592772.7053; 2014-05-01: 0; 2014-06-01: 0; 2014-07-01: 0; 2014-08-01: 0; 2014-09-01: 0; 2014-10-01: 0; 2014-11-01: 0
|  | 2609748892.5594 | Total | 85307165 | 2012-05-01: 6323373.0742; 2012-06-01: 24115112.5545; 2012-07-01: 11948590.8591; 2012-08-01: 13362241.3855; 2012-09-01: 44627291.9014; 2012-10-01: 70483684.2461; 2012-11-01: 90882777.7691; 2012-12-01: 106061228.3056; 2013-01-01: 143293398.7686; 2013-02-01: 179378694.0875; 2013-03-01: 206830023.1358; 2013-04-01: 216027040.8104; 2013-05-01: 222750526.3447; 2013-06-01: 220316636.0284; 2013-07-01: 186679138.0156; 2013-08-01: 158619200.1889; 2013-09-01: 174202440.69; 2013-10-01: 175178937.731; 2013-11-01: 143970126.2187; 2013-12-01: 59872529.0226; 2014-01-01: 38286341.1563; 2014-02-01: 11346529.7189; 2014-03-01: 10698572.8414; 2014-04-01: 9187292.7053; 2014-05-01: 0; 2014-06-01: 0; 2014-07-01: 0; 2014-08-01: 0; 2014-09-01: 0; 2014-10-01: 0; 2014-11-01: 0
| Cash Flow | Monthly Cash Flow
|  | 2609748892.5594 | Monthly Cash Requirement | 75931788 | 4500180.96 | 4875196.04 | 3213517.0967 | 3109855.9775 | 7081439.176 | 10260128.176 | 6773545.2026 | 3961417.573 | 3833629.8803 | 4153543.4058 | 4501973.3461 | 4066299.8685 | 4793968.1708 | 11083493.1522 | 14315787.3119 | 19228011.4373 | 23618649.8689 | 21442966.4745 | 25422067.9026 | 28975393.0978 | 29681293.7828 | 32226090.8884 | 33387761.3469 | 33214265.5027 | 39459201.456 | 41039609.5721 | 49473914.43 | 52779874.7664 | 54996746.2906 | 63656625.9008 | 60725321.8962 | 67735834.7817 | 68088830.6593 | 71005357.6947 | 73652410.98 | 66856398.7571 | 75518231.0732 | 74973034.085 | 76958884.9487 | 70818607.311 | 75305294.5943 | 75292585.4065 | 69718756.0276 | 62785617.5602 | 61923341.9078 | 61970178.5476 | 58058310.2921 | 49232658.753 | 51328231.1439 | 51515112.1559 | 62638826.5716 | 60048501.9625 | 60987216.1215 | 60732116.2032 | 53459605.4063 | 52306683.4016 | 47140508.0659 | 44522934.7511 | 21209542.6763 | 19046481.4255 | 19616504.9208 | 18150948.8821 | 10401609.8048 | 9733782.4694 | 3823286.7772 | 3823286.7772 | 3699956.1644 | 3604953.317 | 3488666.2074 | 3604953.317 | 3164511.663 | 2858269.3793 | 3164511.663 | 0 | 0 | 0 | 0 | 0 | 0 | 0 | 0
|  |  | Cumulative Cash Requirement | 75931788 | 80431968.96 | 85307165 | 88520682.0967 | 91630538.0742 | 98711977.2502 | 108972105.4262 | 115745650.6287 | 119707068.2017 | 123540698.082 | 127694241.4878 | 132196214.8339 | 136262514.7025 | 141056482.8733 | 152139976.0255 | 166455763.3374 | 185683774.7747 | 209302424.6435 | 230745391.1181 | 256167459.0207 | 285142852.1185 | 314824145.9014 | 347050236.7898 | 380437998.1366 | 413652263.6393 | 453111465.0953 | 494151074.6675 | 543624989.0975 | 596404863.8639 | 651401610.1545 | 715058236.0553 | 775783557.9514 | 843519392.7332 | 911608223.3925 | 982613581.0872 | 1056265992.0673 | 1123122390.8244 | 1198640621.8976 | 1273613655.9826 | 1350572540.9313 | 1421391148.2423 | 1496696442.8367 | 1571989028.2432 | 1641707784.2707 | 1704493401.831 | 1766416743.7388 | 1828386922.2863 | 1886445232.5784 | 1935677891.3314 | 1987006122.4753 | 2038521234.6311 | 2101160061.2027 | 2161208563.1653 | 2222195779.2868 | 2282927895.49 | 2336387500.8963 | 2388694184.2979 | 2435834692.3639 | 2480357627.115 | 2501567169.7912 | 2520613651.2167 | 2540230156.1376 | 2558381105.0197 | 2568782714.8244 | 2578516497.2938 | 2582339784.0711 | 2586163070.8483 | 2589863027.0127 | 2593467980.3298 | 2596956646.5372 | 2600561599.8542 | 2603726111.5172 | 2606584380.8965 | 2609748892.5594 | 2609748892.5594 | 2609748892.5594 | 2609748892.5594 | 2609748892.5594 | 2609748892.5594 | 2609748892.5594 | 2609748892.5594 | 2609748892.5594
|  | Quarterly |  | History | 2012-05-01: Q2 2012 (M/J); 2012-06-01: Q3 2012; 2012-07-01: Q4 2012; 2012-08-01: Q1 2013; 2012-09-01: Q2 2013; 2012-10-01: Q3 2013; 2012-11-01: Q4 2013; 2012-12-01: Q1 2014; 2013-01-01: Q2 2014; 2013-02-01: Q3 2014; 2013-03-01: Q4 2014; 2013-04-01: Q1 2015; 2013-05-01: Q2 2015; 2013-06-01: Q3 2015; 2013-07-01: Q4 2015; 2013-08-01: Q1 2016; 2013-09-01: Q2 2016; 2013-10-01: Q3 2016; 2013-11-01: Q4 2016; 2013-12-01: Q1 2017; 2014-01-01: Q2 2017; 2014-02-01: Q3 2017; 2014-03-01: Q4 2017; 2014-04-01: Q1 2018; 2014-05-01: Q2 2018; 2014-06-01: Q3 2018; 2014-07-01: Q4 2018; 2014-08-01: Q1 2019; 2014-09-01: Q2 2019; 2014-10-01: Q3 2019; 2014-11-01: Q4 2019
|  | 2609748892.5594 | Quarterly Cash Requirement | 75931788 | 2012-05-01: 9375377; 2012-06-01: 13404812.2502; 2012-07-01: 20995090.9515; 2012-08-01: 12489146.6322; 2012-09-01: 19943761.1916; 2012-10-01: 57162448.618; 2012-11-01: 75840427.475; 2012-12-01: 95295146.0181; 2013-01-01: 113713076.5308; 2013-02-01: 157250535.487; 2013-03-01: 192117782.5787; 2013-04-01: 212746599.3341; 2013-05-01: 217347663.9154; 2013-06-01: 223082786.854; 2013-07-01: 207796958.9943; 2013-08-01: 181951830.7474; 2013-09-01: 152076002.0527; 2013-10-01: 183674544.6557; 2013-11-01: 166498405.0111; 2013-12-01: 112872985.4933; 2014-01-01: 56813935.2285; 2014-02-01: 23958679.0514; 2014-03-01: 11128196.2587; 2014-04-01: 10258131.1874; 2014-05-01: 6022781.0423; 2014-06-01: 0; 2014-07-01: 0; 2014-08-01: 0; 2014-09-01: 0; 2014-10-01: 0; 2014-11-01: 0
|  |  | Cumulative Cash Requirement | 75931788 | 2012-05-01: 85307165; 2012-06-01: 98711977.2502; 2012-07-01: 119707068.2017; 2012-08-01: 132196214.8339; 2012-09-01: 152139976.0255; 2012-10-01: 209302424.6435; 2012-11-01: 285142852.1185; 2012-12-01: 380437998.1366; 2013-01-01: 494151074.6675; 2013-02-01: 651401610.1545; 2013-03-01: 843519392.7332; 2013-04-01: 1056265992.0673; 2013-05-01: 1273613655.9826; 2013-06-01: 1496696442.8367; 2013-07-01: 1704493401.831; 2013-08-01: 1886445232.5784; 2013-09-01: 2038521234.6311; 2013-10-01: 2222195779.2868; 2013-11-01: 2388694184.2979; 2013-12-01: 2501567169.7912; 2014-01-01: 2558381105.0197; 2014-02-01: 2582339784.0711; 2014-03-01: 2593467980.3298; 2014-04-01: 2603726111.5172; 2014-05-01: 2609748892.5594; 2014-06-01: 2609748892.5594; 2014-07-01: 2609748892.5594; 2014-08-01: 2609748892.5594; 2014-09-01: 2609748892.5594; 2014-10-01: 2609748892.5594; 2014-11-01: 2609748892.5594
6-LTA | Incurred Cost Flow | Monthly
|  | Total |  | History | time axis 2012-05-01 to 2019-01-01
|  | 601311898 | Base Estimate | 4196093 | 2662673 | 2577641 | 4284476 | 5090209 | 5244994 | 5702791 | 5641209 | 4410859 | 6515746 | 7986994 | 10590651 | 11856516 | 12297001 | 12044479 | 15798073 | 16828548 | 20380882 | 21549479 | 17521579 | 23442604 | 21484338 | 19157530 | 21053275 | 17819355 | 17348096 | 15301028 | 15270790 | 15270790 | 14787482 | 16116841 | 17373951 | 12971314 | 11663294 | 10588792 | 11723309 | 11344275 | 11717477 | 11295942 | 11672477 | 11672477 | 11295942 | 12040484 | 12181802 | 12587866 | 11691544 | 11029932 | 3684825 | 2960718 | 2713744 | 4110564 | 1514273 | 556119 | 534721 | 535014 | 489529 | 237616 | 238995 | 215866 | 238995 | 184705 | 12314 | 0 | 0 | 0 | 0 | 0 | 0 | 0 | 0 | 0 | 0 | 0 | 0 | 0 | 0 | 0 | 0 | 0 | 0 | 0 | 0
|  | 54830000 | Contingency | 0 | 0 | 0 | 0 | 0 | 0 | 0 | 0 | 0 | 0 | 0 | 0 | 1668404.6283 | 1730388.0316 | 1694854.0793 | 2223045.8013 | 2368050.3928 | 2867921.5596 | 3032362.1628 | 2465571.1255 | 3298755.6389 | 3023195.7647 | 2695776.0373 | 2962538.19 | 2507473.0516 | 2441159.246 | 2153103.4861 | 2148848.5078 | 2148848.5078 | 2080839.2119 | 2267901.6431 | 2444797.465 | 1825274.8373 | 1641215.1505 | 1490015.244 | 1649660.237 | 0 | 0 | 0 | 0 | 0 | 0 | 0 | 0 | 0 | 0 | 0 | 0 | 0 | 0 | 0 | 0 | 0 | 0 | 0 | 0 | 0 | 0 | 0 | 0 | 0 | 0 | 0 | 0 | 0 | 0 | 0 | 0 | 0 | 0 | 0 | 0 | 0 | 0 | 0 | 0 | 0 | 0 | 0 | 0 | 0 | 0
|  | 35440587.3584 | Escalation Allowance | 0 | -4371.1024 | -4227.7519 | 34301.0885 | 26209.3294 | 22160.3736 | 64867.0624 | 63363.9605 | 19475.7332 | 75472.105 | 100539.2945 | 145169.7073 | 264125.0047 | 275690.7825 | 272590.1427 | 460074.3214 | 498808.8083 | 602236.8526 | 530064.2337 | 511325.3166 | 738567.3232 | 1115985.6315 | 993093.4741 | 1087675.9132 | 899033.8743 | 892715.2039 | 821866.5616 | 820025.808 | 820025.808 | 796437.1861 | 912018.5343 | 997273.3472 | 842556.2993 | 1196102.2968 | 1083461.6131 | 1199547.2058 | 1160786.1373 | 1203404.0908 | 1163599.1965 | 1202386.1818 | 1202386.1818 | 1163599.1965 | 1246041.7437 | 1267491.65 | 1309741.7486 | 1600496.4274 | 1379887.4672 | 476995.3145 | 378836.7177 | 344025.3464 | 495229.1629 | 193626.2355 | 83594.755 | 80503.6455 | 80903.231 | 74419.6342 | 26852.3238 | 35314.3301 | 31896.7357 | 35314.3301 | 27182.0665 | 1812.165 | 0 | 0 | 0 | 0 | 0 | 0 | 0 | 0 | 0 | 0 | 0 | 0 | 0 | 0 | 0 | 0 | 0 | 0 | 0 | 0
|  | 691582485.3584 | Total | 4196093 | 2658301.8976 | 2573413.2481 | 4318777.0885 | 5116418.3294 | 5267154.3736 | 5767658.0624 | 5704572.9605 | 4430334.7332 | 6591218.105 | 8087533.2945 | 10735820.7073 | 13789045.633 | 14303079.814 | 14011923.222 | 18481193.1226 | 19695407.2011 | 23851040.4122 | 25111905.3965 | 20498475.4422 | 27479926.9621 | 25623519.3962 | 22846399.5114 | 25103489.1033 | 21225861.9258 | 20681970.4498 | 18275998.0477 | 18239664.3157 | 18239664.3157 | 17664758.398 | 19296761.1775 | 20816021.8122 | 15639145.1365 | 14500611.4473 | 13162268.8571 | 14572516.4428 | 12505061.1373 | 12920881.0908 | 12459541.1965 | 12874863.1818 | 12874863.1818 | 12459541.1965 | 13286525.7437 | 13449293.65 | 13897607.7486 | 13292040.4274 | 12409819.4672 | 4161820.3145 | 3339554.7177 | 3057769.3464 | 4605793.1629 | 1707899.2355 | 639713.755 | 615224.6455 | 615917.231 | 563948.6342 | 264468.3238 | 274309.3301 | 247762.7357 | 274309.3301 | 211887.0665 | 14126.165 | 0 | 0 | 0 | 0 | 0 | 0 | 0 | 0 | 0 | 0 | 0 | 0 | 0 | 0 | 0 | 0 | 0 | 0 | 0 | 0
Quarterly
|  | Total |  | History | 2012-05-01: Q2 2012 (M/J); 2012-06-01: Q3 2012; 2012-07-01: Q4 2012; 2012-08-01: Q1 2013; 2012-09-01: Q2 2013; 2012-10-01: Q3 2013; 2012-11-01: Q4 2013; 2012-12-01: Q1 2014; 2013-01-01: Q2 2014; 2013-02-01: Q3 2014; 2013-03-01: Q4 2014; 2013-04-01: Q1 2015; 2013-05-01: Q2 2015; 2013-06-01: Q3 2015; 2013-07-01: Q4 2015; 2013-08-01: Q1 2016; 2013-09-01: Q2 2016; 2013-10-01: Q3 2016; 2013-11-01: Q4 2016; 2013-12-01: Q1 2017; 2014-01-01: Q2 2017; 2014-02-01: Q3 2017; 2014-03-01: Q4 2017; 2014-04-01: Q1 2018; 2014-05-01: Q2 2018; 2014-06-01: Q3 2018; 2014-07-01: Q4 2018; 2014-08-01: Q1 2019; 2014-09-01: Q2 2019; 2014-10-01: Q3 2019; 2014-11-01: Q4 2019
|  | 601311898 | Base Estimate | 4196093 | 2012-05-01: 5240314; 2012-06-01: 14619679; 2012-07-01: 15754859; 2012-08-01: 25093391; 2012-09-01: 36197996; 2012-10-01: 53007503; 2012-11-01: 62513662; 2012-12-01: 61695143; 2013-01-01: 50468479; 2013-02-01: 45329062; 2013-03-01: 46462106; 2013-04-01: 33975395; 2013-05-01: 34357694; 2013-06-01: 34640896; 2013-07-01: 36810152; 2013-08-01: 26406301; 2013-09-01: 9785026; 2013-10-01: 2605113; 2013-11-01: 1262159; 2013-12-01: 693856; 2014-01-01: 197019; 2014-02-01: 0; 2014-03-01: 0; 2014-04-01: 0; 2014-05-01: 0; 2014-06-01: 0; 2014-07-01: 0; 2014-08-01: 0; 2014-09-01: 0; 2014-10-01: 0; 2014-11-01: 0
|  | 54830000 | Contingency | 0 | 2012-05-01: 0; 2012-06-01: 0; 2012-07-01: 0; 2012-08-01: 0; 2012-09-01: 5093646.7392; 2012-10-01: 7459017.7536; 2012-11-01: 8796688.9272; 2012-12-01: 8681509.992; 2013-01-01: 7101735.7837; 2013-02-01: 6378536.2274; 2013-03-01: 6537973.9454; 2013-04-01: 4780890.6315; 2013-05-01: 0; 2013-06-01: 0; 2013-07-01: 0; 2013-08-01: 0; 2013-09-01: 0; 2013-10-01: 0; 2013-11-01: 0; 2013-12-01: 0; 2014-01-01: 0; 2014-02-01: 0; 2014-03-01: 0; 2014-04-01: 0; 2014-05-01: 0; 2014-06-01: 0; 2014-07-01: 0; 2014-08-01: 0; 2014-09-01: 0; 2014-10-01: 0; 2014-11-01: 0
|  | 35440587.3584 | Escalation Allowance | 0 | 2012-05-01: -8598.8543; 2012-06-01: 82670.7914; 2012-07-01: 147706.7561; 2012-08-01: 321181.1068; 2012-09-01: 812405.9299; 2012-10-01: 1561119.9823; 2012-11-01: 1779956.8736; 2012-12-01: 3196755.0189; 2013-01-01: 2613615.6397; 2013-02-01: 2436488.802; 2013-03-01: 2751848.1808; 2013-04-01: 3479111.1157; 2013-05-01: 3527789.4246; 2013-06-01: 3568371.56; 2013-07-01: 3823275.1423; 2013-08-01: 3457379.2091; 2013-09-01: 1218091.227; 2013-10-01: 357724.636; 2013-11-01: 182175.189; 2013-12-01: 102525.3959; 2014-01-01: 28994.2314; 2014-02-01: 0; 2014-03-01: 0; 2014-04-01: 0; 2014-05-01: 0; 2014-06-01: 0; 2014-07-01: 0; 2014-08-01: 0; 2014-09-01: 0; 2014-10-01: 0; 2014-11-01: 0
|  | 691582485.3584 | Total | 4196093 | 2012-05-01: 5231715.1457; 2012-06-01: 14702349.7914; 2012-07-01: 15902565.7561; 2012-08-01: 25414572.1068; 2012-09-01: 42104048.669; 2012-10-01: 62027640.7359; 2012-11-01: 73090307.8008; 2012-12-01: 73573408.0109; 2013-01-01: 60183830.4234; 2013-02-01: 54144087.0295; 2013-03-01: 55751928.1262; 2013-04-01: 42235396.7472; 2013-05-01: 37885483.4246; 2013-06-01: 38209267.56; 2013-07-01: 40633427.1423; 2013-08-01: 29863680.2091; 2013-09-01: 11003117.227; 2013-10-01: 2962837.636; 2013-11-01: 1444334.189; 2013-12-01: 796381.3959; 2014-01-01: 226013.2314; 2014-02-01: 0; 2014-03-01: 0; 2014-04-01: 0; 2014-05-01: 0; 2014-06-01: 0; 2014-07-01: 0; 2014-08-01: 0; 2014-09-01: 0; 2014-10-01: 0; 2014-11-01: 0
| Cash Flow | Monthly Cash Flow
|  | 691582485.3584 | Monthly Cash Requirement | 1579993 | 1255728 | 1360372 | 2658301.8976 | 2573413.2481 | 4318777.0885 | 5116418.3294 | 5267154.3736 | 5767658.0624 | 5704572.9605 | 4430334.7332 | 6591218.105 | 8087533.2945 | 10735820.7073 | 13789045.633 | 14303079.814 | 14011923.222 | 18481193.1226 | 19695407.2011 | 23851040.4122 | 25111905.3965 | 20498475.4422 | 27479926.9621 | 25623519.3962 | 22846399.5114 | 25103489.1033 | 21225861.9258 | 20681970.4498 | 18275998.0477 | 18239664.3157 | 18239664.3157 | 17664758.398 | 19296761.1775 | 20816021.8122 | 15639145.1365 | 14500611.4473 | 13162268.8571 | 14572516.4428 | 12505061.1373 | 12920881.0908 | 12459541.1965 | 12874863.1818 | 12874863.1818 | 12459541.1965 | 13286525.7437 | 13449293.65 | 13897607.7486 | 13292040.4274 | 12409819.4672 | 4161820.3145 | 3339554.7177 | 3057769.3464 | 4605793.1629 | 1707899.2355 | 639713.755 | 615224.6455 | 615917.231 | 563948.6342 | 264468.3238 | 274309.3301 | 247762.7357 | 274309.3301 | 211887.0665 | 14126.165 | 0 | 0 | 0 | 0 | 0 | 0 | 0 | 0 | 0 | 0 | 0 | 0 | 0 | 0 | 0 | 0 | 0 | 0
|  |  | Cumulative Cash Requirement | 1579993 | 2835721 | 4196093 | 6854394.8976 | 9427808.1457 | 13746585.2342 | 18863003.5636 | 24130157.9372 | 29897815.9996 | 35602388.9601 | 40032723.6933 | 46623941.7984 | 54711475.0928 | 65447295.8002 | 79236341.4331 | 93539421.2472 | 107551344.4692 | 126032537.5918 | 145727944.7929 | 169578985.2051 | 194690890.6016 | 215189366.0438 | 242669293.0059 | 268292812.4021 | 291139211.9135 | 316242701.0168 | 337468562.9426 | 358150533.3925 | 376426531.4402 | 394666195.7559 | 412905860.0717 | 430570618.4697 | 449867379.6471 | 470683401.4593 | 486322546.5958 | 500823158.0431 | 513985426.9002 | 528557943.343 | 541063004.4804 | 553983885.5711 | 566443426.7676 | 579318289.9494 | 592193153.1311 | 604652694.3276 | 617939220.0713 | 631388513.7213 | 645286121.4699 | 658578161.8973 | 670987981.3645 | 675149801.679 | 678489356.3967 | 681547125.7431 | 686152918.906 | 687860818.1415 | 688500531.8965 | 689115756.542 | 689731673.773 | 690295622.4073 | 690560090.731 | 690834400.0611 | 691082162.7968 | 691356472.1269 | 691568359.1934 | 691582485.3584 | 691582485.3584 | 691582485.3584 | 691582485.3584 | 691582485.3584 | 691582485.3584 | 691582485.3584 | 691582485.3584 | 691582485.3584 | 691582485.3584 | 691582485.3584 | 691582485.3584 | 691582485.3584 | 691582485.3584 | 691582485.3584 | 691582485.3584 | 691582485.3584 | 691582485.3584 | 691582485.3584
|  | Quarterly |  | History | 2012-05-01: Q2 2012 (M/J); 2012-06-01: Q3 2012; 2012-07-01: Q4 2012; 2012-08-01: Q1 2013; 2012-09-01: Q2 2013; 2012-10-01: Q3 2013; 2012-11-01: Q4 2013; 2012-12-01: Q1 2014; 2013-01-01: Q2 2014; 2013-02-01: Q3 2014; 2013-03-01: Q4 2014; 2013-04-01: Q1 2015; 2013-05-01: Q2 2015; 2013-06-01: Q3 2015; 2013-07-01: Q4 2015; 2013-08-01: Q1 2016; 2013-09-01: Q2 2016; 2013-10-01: Q3 2016; 2013-11-01: Q4 2016; 2013-12-01: Q1 2017; 2014-01-01: Q2 2017; 2014-02-01: Q3 2017; 2014-03-01: Q4 2017; 2014-04-01: Q1 2018; 2014-05-01: Q2 2018; 2014-06-01: Q3 2018; 2014-07-01: Q4 2018; 2014-08-01: Q1 2019; 2014-09-01: Q2 2019; 2014-10-01: Q3 2019; 2014-11-01: Q4 2019
|  | 691582485.3584 | Quarterly Cash Requirement | 1579993 | 2012-05-01: 2616100; 2012-06-01: 9550492.2342; 2012-07-01: 16151230.7654; 2012-08-01: 16726125.7988; 2012-09-01: 32612399.6348; 2012-10-01: 46796196.1587; 2012-11-01: 68658353.0098; 2012-12-01: 73601921.8005; 2013-01-01: 69175750.5405; 2013-02-01: 57197632.8133; 2013-03-01: 55201183.8912; 2013-04-01: 50955778.396; 2013-05-01: 40239846.4372; 2013-06-01: 38255285.469; 2013-07-01: 38620930.1219; 2013-08-01: 40638941.826; 2013-09-01: 19911194.4994; 2013-10-01: 9371461.7448; 2013-11-01: 1870855.6315; 2013-12-01: 1102726.2881; 2014-01-01: 733959.1323; 2014-02-01: 14126.165; 2014-03-01: 0; 2014-04-01: 0; 2014-05-01: 0; 2014-06-01: 0; 2014-07-01: 0; 2014-08-01: 0; 2014-09-01: 0; 2014-10-01: 0; 2014-11-01: 0
|  |  | Cumulative Cash Requirement | 1579993 | 2012-05-01: 4196093; 2012-06-01: 13746585.2342; 2012-07-01: 29897815.9996; 2012-08-01: 46623941.7984; 2012-09-01: 79236341.4331; 2012-10-01: 126032537.5918; 2012-11-01: 194690890.6016; 2012-12-01: 268292812.4021; 2013-01-01: 337468562.9426; 2013-02-01: 394666195.7559; 2013-03-01: 449867379.6471; 2013-04-01: 500823158.0431; 2013-05-01: 541063004.4804; 2013-06-01: 579318289.9494; 2013-07-01: 617939220.0713; 2013-08-01: 658578161.8973; 2013-09-01: 678489356.3967; 2013-10-01: 687860818.1415; 2013-11-01: 689731673.773; 2013-12-01: 690834400.0611; 2014-01-01: 691568359.1934; 2014-02-01: 691582485.3584; 2014-03-01: 691582485.3584; 2014-04-01: 691582485.3584; 2014-05-01: 691582485.3584; 2014-06-01: 691582485.3584; 2014-07-01: 691582485.3584; 2014-08-01: 691582485.3584; 2014-09-01: 691582485.3584; 2014-10-01: 691582485.3584; 2014-11-01: 691582485.3584
Total without HVGB | Incurred Cost Flow | Monthly
|  | Total |  | History | time axis 2012-05-01 to 2019-01-01
|  | 5472846363 | Base Estimate | 186806422 | 14851382 | 20429451 | 29960308 | 35469694 | 33929037 | 54769797 | 34756669 | 36679678 | 39103107 | 38141326 | 49022682 | 56926820 | 62790270 | 77963825 | 89484497 | 86539368 | 90111659 | 86323956 | 79433641 | 92017466 | 88493617 | 82240465 | 93770835 | 90822828 | 101139962 | 101066066 | 104759951 | 111859648 | 107398942 | 118704690 | 118807416 | 118323238 | 117888513 | 107838573 | 134409462 | 132651429 | 138473259 | 131651866 | 142953228 | 142985971 | 135318839 | 134771215 | 133047246 | 128958640 | 119791063 | 94056425 | 92442032 | 87499372 | 98360822 | 96176208 | 94578755 | 91980994 | 81183584 | 69583409 | 57919547 | 55877388 | 33738685 | 29962116 | 31765146 | 30075179 | 23249876 | 22016287 | 17330763 | 17312678 | 16714753 | 17089719 | 16538442 | 15209296 | 13493084 | 11464107 | 9172250 | 6264437 | 5587772 | 2565220 | 0 | 0 | 0 | 0 | 0 | 0 | 0
|  | 368000000 | Contingency | 0 | 0 | 0 | 0 | 0 | 0 | 0 | 0 | 0 | 3025666.998 | 2810325.9293 | 3623691.7303 | 5353578.6704 | 5659122.8042 | 6768363.2448 | 7673763.6936 | 7615019.531 | 7693593.8288 | 6957078.6706 | 6011156.3144 | 7293700.1886 | 8249605.5643 | 7514003.1939 | 8451538.8557 | 7934114.5143 | 8529731.0288 | 8260582.7742 | 8525904.0887 | 8772930.676 | 8449652.0369 | 9296201.111 | 9339609.7185 | 8973028.0536 | 8820514.3222 | 8096323.4469 | 10494450.0531 | 8730184.5176 | 9201906.2862 | 8865046.004 | 9780819.0077 | 9785055.1273 | 9320804.4018 | 9579651.9688 | 9432872.2138 | 8950159.9418 | 8353360.8735 | 6155473.6004 | 6655651.1668 | 6190701.4079 | 6705941.3806 | 6468283.217 | 6519968.3991 | 6357771.4722 | 5606070.0035 | 4475271.3142 | 3518850.9762 | 3476789.6205 | 2426637.8608 | 2144158.8037 | 2310996.7222 | 2226157.1178 | 1941989.3946 | 1846540.2218 | 135073.8857 | 135073.8857 | 130716.708 | 127629.4919 | 123512.4726 | 127629.4919 | 0 | 0 | 0 | 0 | 0 | 0 | 0 | 0 | 0 | 0 | 0 | 0 | 0
|  | 361643302.7697 | Escalation Allowance | 0 | 5736.138 | 42757.1308 | 272157.1205 | 302419.6317 | 313951.2051 | 489488.4922 | 452017.466 | 377798.473 | 593975.7268 | 572982.6144 | 719039.4084 | 1421766.8386 | 1587301.4553 | 2159899.4958 | 2808025.4833 | 2692139.5887 | 2663410.4883 | 2322919.4943 | 2299870.2848 | 2814525.7476 | 4628012.1427 | 4360241.733 | 5036733.6982 | 4833641.7213 | 5463191.2954 | 5516079.5989 | 5691611.2243 | 5974455.033 | 5728967.6598 | 6160288.4259 | 6334513.7049 | 6444137.9877 | 9354586.4616 | 8635995.2234 | 11046625.2908 | 10909227.6386 | 11472937.2896 | 10869933.2534 | 11744114.9142 | 11787032.2769 | 11144313.7892 | 11092571.3311 | 11046508.0139 | 10814941.4056 | 12806087.9609 | 9859146.2071 | 9597492.8982 | 9039879.3643 | 9264984.2523 | 9076086.9126 | 8749745.7517 | 8501164.7374 | 7290501.3286 | 6840254.1088 | 5762358.3648 | 5579399.0566 | 3857838.5488 | 3492829.9956 | 3820868.6183 | 3739494.5195 | 2987380.8448 | 2816349.8592 | 2053730.4863 | 2050256.3356 | 1983226.967 | 2009510.8246 | 1944688.5081 | 1729341.5197 | 1780418.079 | 1483599.8991 | 1088616.3066 | 497781.3411 | 510132.0525 | 427293.724 | 0 | 0 | 0 | 0 | 0 | 0 | 0
|  | 6202489665.7697 | Total | 186806422 | 14857118.138 | 20472208.1308 | 30232465.1205 | 35772113.6317 | 34242988.2051 | 55259285.4922 | 35208686.466 | 37057476.473 | 42722749.7247 | 41524634.5437 | 53365413.1387 | 63702165.509 | 70036694.2596 | 86892087.7406 | 99966286.1769 | 96846527.1197 | 100468663.3171 | 95603954.1649 | 87744667.5991 | 102125691.9362 | 101371234.707 | 94114709.9269 | 107259107.5539 | 103590584.2356 | 115132884.3241 | 114842728.3731 | 118977466.3131 | 126607033.7089 | 121577561.6967 | 134161179.5369 | 134481539.4233 | 133740404.0413 | 136063613.7838 | 124570891.6703 | 155950537.3439 | 152290841.1563 | 159148102.5758 | 151386845.2574 | 164478161.9219 | 164558058.4041 | 155783957.191 | 155443438.2999 | 153526626.2277 | 148723741.3474 | 140950511.8344 | 110071044.8075 | 108695176.065 | 102729952.7722 | 114331747.6329 | 111720578.1295 | 109848469.1509 | 106839930.2097 | 94080155.3321 | 80898934.423 | 67200756.3411 | 64933576.677 | 40023161.4096 | 35599104.7992 | 37897011.3405 | 36040830.6373 | 28179246.2395 | 26679177.081 | 19519567.372 | 19498008.2213 | 18828696.675 | 19226859.3165 | 18606642.9807 | 17066267.0116 | 15273502.079 | 12947706.8991 | 10260866.3066 | 6762218.3411 | 6097904.0525 | 2992513.724 | 0 | 0 | 0 | 0 | 0 | 0 | 0
Quarterly
|  | Total |  | History | 2012-05-01: Q2 2012 (M/J); 2012-06-01: Q3 2012; 2012-07-01: Q4 2012; 2012-08-01: Q1 2013; 2012-09-01: Q2 2013; 2012-10-01: Q3 2013; 2012-11-01: Q4 2013; 2012-12-01: Q1 2014; 2013-01-01: Q2 2014; 2013-02-01: Q3 2014; 2013-03-01: Q4 2014; 2013-04-01: Q1 2015; 2013-05-01: Q2 2015; 2013-06-01: Q3 2015; 2013-07-01: Q4 2015; 2013-08-01: Q1 2016; 2013-09-01: Q2 2016; 2013-10-01: Q3 2016; 2013-11-01: Q4 2016; 2013-12-01: Q1 2017; 2014-01-01: Q2 2017; 2014-02-01: Q3 2017; 2014-03-01: Q4 2017; 2014-04-01: Q1 2018; 2014-05-01: Q2 2018; 2014-06-01: Q3 2018; 2014-07-01: Q4 2018; 2014-08-01: Q1 2019; 2014-09-01: Q2 2019; 2014-10-01: Q3 2019; 2014-11-01: Q4 2019
|  | 5472846363 | Base Estimate | 186806422 | 2012-05-01: 35280833; 2012-06-01: 99359039; 2012-07-01: 126206144; 2012-08-01: 126267115; 2012-09-01: 197680915; 2012-10-01: 266135524; 2012-11-01: 257775063; 2012-12-01: 264504917; 2013-01-01: 293028856; 2013-02-01: 324018541; 2013-03-01: 355835344; 2013-04-01: 360136548; 2013-05-01: 402776554; 2013-06-01: 421258038; 2013-07-01: 396777101; 2013-08-01: 306289520; 2013-09-01: 282036402; 2013-10-01: 267743333; 2013-11-01: 183380344; 2013-12-01: 95465947; 2014-01-01: 75341342; 2014-02-01: 51358194; 2014-03-01: 48837457; 2014-04-01: 34129441; 2014-05-01: 14417429; 2014-06-01: 0; 2014-07-01: 0; 2014-08-01: 0; 2014-09-01: 0; 2014-10-01: 0; 2014-11-01: 0
|  | 368000000 | Contingency | 0 | 2012-05-01: 0; 2012-06-01: 0; 2012-07-01: 0; 2012-08-01: 9459684.6576; 2012-09-01: 17781064.7195; 2012-10-01: 22982377.0534; 2012-11-01: 20261935.1736; 2012-12-01: 24215147.6139; 2013-01-01: 24724428.3172; 2013-02-01: 25748486.8016; 2013-03-01: 27608838.8831; 2013-04-01: 27411287.8223; 2013-05-01: 26797136.8078; 2013-06-01: 28886678.5368; 2013-07-01: 27962684.1244; 2013-08-01: 21164485.6407; 2013-09-01: 19364926.0055; 2013-10-01: 18483809.8749; 2013-11-01: 11470911.9109; 2013-12-01: 6881793.3867; 2014-01-01: 6014686.7342; 2014-02-01: 400864.4793; 2014-03-01: 378771.4565; 2014-04-01: 0; 2014-05-01: 0; 2014-06-01: 0; 2014-07-01: 0; 2014-08-01: 0; 2014-09-01: 0; 2014-10-01: 0; 2014-11-01: 0
|  | 361643302.7697 | Escalation Allowance | 0 | 2012-05-01: 48493.2688; 2012-06-01: 888527.9573; 2012-07-01: 1319304.4312; 2012-08-01: 1885997.7495; 2012-09-01: 5168967.7898; 2012-10-01: 8163575.5603; 2012-11-01: 7437315.5267; 2012-12-01: 14024987.5739; 2013-01-01: 15812912.6156; 2013-02-01: 17395033.9171; 2013-03-01: 18938940.1184; 2013-04-01: 29037206.9757; 2013-05-01: 33252098.1816; 2013-06-01: 34675460.9803; 2013-07-01: 32954020.7506; 2013-08-01: 32262727.0661; 2013-09-01: 27380950.5291; 2013-10-01: 24541411.8177; 2013-11-01: 18182011.5302; 2013-12-01: 11171537.1626; 2014-01-01: 9543225.2235; 2014-02-01: 6087213.7889; 2014-03-01: 5683540.8524; 2014-04-01: 4352634.2847; 2014-05-01: 1435207.1176; 2014-06-01: 0; 2014-07-01: 0; 2014-08-01: 0; 2014-09-01: 0; 2014-10-01: 0; 2014-11-01: 0
|  | 6202489665.7697 | Total | 186806422 | 2012-05-01: 35329326.2688; 2012-06-01: 100247566.9573; 2012-07-01: 127525448.4312; 2012-08-01: 137612797.4072; 2012-09-01: 220630947.5092; 2012-10-01: 297281476.6137; 2012-11-01: 285474313.7003; 2012-12-01: 302745052.1878; 2013-01-01: 333566196.9329; 2013-02-01: 367162061.7187; 2013-03-01: 402383123.0015; 2013-04-01: 416585042.798; 2013-05-01: 462825788.9894; 2013-06-01: 484820177.5171; 2013-07-01: 457693805.875; 2013-08-01: 359716732.7068; 2013-09-01: 328782278.5346; 2013-10-01: 310768554.6926; 2013-11-01: 213033267.4411; 2013-12-01: 113519277.5493; 2014-01-01: 90899253.9578; 2014-02-01: 57846272.2683; 2014-03-01: 54899769.3089; 2014-04-01: 38482075.2847; 2014-05-01: 15852636.1176; 2014-06-01: 0; 2014-07-01: 0; 2014-08-01: 0; 2014-09-01: 0; 2014-10-01: 0; 2014-11-01: 0
| Cash Flow | Monthly Cash Flow |  | History | time axis 2012-05-01 to 2019-01-01
|  | 6202489665.7697 | Monthly Cash Requirement | 161039642 | 12368054.4 | 13398725.6 | 14857118.138 | 20472208.1308 | 30232465.1205 | 35772113.6317 | 34242988.2051 | 55259285.4922 | 35208686.466 | 37057476.473 | 42722749.7247 | 41524634.5437 | 53365413.1387 | 63702165.509 | 70036694.2596 | 86892087.7406 | 99966286.1769 | 96846527.1197 | 100468663.3171 | 95603954.1649 | 87744667.5991 | 102125691.9362 | 101371234.707 | 94114709.9269 | 107259107.5539 | 103590584.2356 | 115132884.3241 | 114842728.3731 | 118977466.3131 | 126607033.7089 | 121577561.6967 | 134161179.5369 | 134481539.4233 | 133740404.0413 | 136063613.7838 | 124570891.6703 | 155950537.3439 | 152290841.1563 | 159148102.5758 | 151386845.2574 | 164478161.9219 | 164558058.4041 | 155783957.191 | 155443438.2999 | 153526626.2277 | 148723741.3474 | 140950511.8344 | 110071044.8075 | 108695176.065 | 102729952.7722 | 114331747.6329 | 111720578.1295 | 109848469.1509 | 106839930.2097 | 94080155.3321 | 80898934.423 | 67200756.3411 | 64933576.677 | 40023161.4096 | 35599104.7992 | 37897011.3405 | 36040830.6373 | 28179246.2395 | 26679177.081 | 19519567.372 | 19498008.2213 | 18828696.675 | 19226859.3165 | 18606642.9807 | 17066267.0116 | 15273502.079 | 12947706.8991 | 10260866.3066 | 6762218.3411 | 6097904.0525 | 2992513.724 | 0 | 0 | 0 | 0 | 0
|  |  | Cumulative Cash Requirement | 161039642 | 173407696.4 | 186806422 | 201663540.138 | 222135748.2688 | 252368213.3893 | 288140327.021 | 322383315.2261 | 377642600.7183 | 412851287.1843 | 449908763.6573 | 492631513.382 | 534156147.9258 | 587521561.0645 | 651223726.5735 | 721260420.8331 | 808152508.5737 | 908118794.7505 | 1004965321.8703 | 1105433985.1874 | 1201037939.3523 | 1288782606.9515 | 1390908298.8877 | 1492279533.5947 | 1586394243.5216 | 1693653351.0755 | 1797243935.3111 | 1912376819.6353 | 2027219548.0084 | 2146197014.3215 | 2272804048.0304 | 2394381609.7271 | 2528542789.2639 | 2663024328.6873 | 2796764732.7285 | 2932828346.5124 | 3057399238.1826 | 3213349775.5265 | 3365640616.6828 | 3524788719.2586 | 3676175564.516 | 3840653726.4379 | 4005211784.8421 | 4160995742.033 | 4316439180.3329 | 4469965806.5606 | 4618689547.9081 | 4759640059.7425 | 4869711104.5499 | 4978406280.6149 | 5081136233.3871 | 5195467981.02 | 5307188559.1495 | 5417037028.3004 | 5523876958.5101 | 5617957113.8421 | 5698856048.2651 | 5766056804.6061 | 5830990381.2832 | 5871013542.6928 | 5906612647.492 | 5944509658.8325 | 5980550489.4698 | 6008729735.7093 | 6035408912.7903 | 6054928480.1622 | 6074426488.3836 | 6093255185.0585 | 6112482044.3751 | 6131088687.3558 | 6148154954.3674 | 6163428456.4464 | 6176376163.3455 | 6186637029.6521 | 6193399247.9932 | 6199497152.0456 | 6202489665.7697 | 6202489665.7697 | 6202489665.7697 | 6202489665.7697 | 6202489665.7697 | 6202489665.7697
|  | Quarterly Cash Flow |  | History | 2012-05-01: Q2 2012 (M/J); 2012-06-01: Q3 2012; 2012-07-01: Q4 2012; 2012-08-01: Q1 2013; 2012-09-01: Q2 2013; 2012-10-01: Q3 2013; 2012-11-01: Q4 2013; 2012-12-01: Q1 2014; 2013-01-01: Q2 2014; 2013-02-01: Q3 2014; 2013-03-01: Q4 2014; 2013-04-01: Q1 2015; 2013-05-01: Q2 2015; 2013-06-01: Q3 2015; 2013-07-01: Q4 2015; 2013-08-01: Q1 2016; 2013-09-01: Q2 2016; 2013-10-01: Q3 2016; 2013-11-01: Q4 2016; 2013-12-01: Q1 2017; 2014-01-01: Q2 2017; 2014-02-01: Q3 2017; 2014-03-01: Q4 2017; 2014-04-01: Q1 2018; 2014-05-01: Q2 2018; 2014-06-01: Q3 2018; 2014-07-01: Q4 2018; 2014-08-01: Q1 2019; 2014-09-01: Q2 2019; 2014-10-01: Q3 2019; 2014-11-01: Q4 2019
|  | 6202489665.7697 | Quarterly Cash Requirements | 161039642 | 2012-05-01: 25766780; 2012-06-01: 65561791.3893; 2012-07-01: 125274387.329; 2012-08-01: 114988912.6637; 2012-09-01: 158592213.1915; 2012-10-01: 256895068.177; 2012-11-01: 292919144.6018; 2012-12-01: 291241594.2424; 2013-01-01: 304964401.7164; 2013-02-01: 348953079.0103; 2013-03-01: 382345774.9425; 2013-04-01: 404285557.2484; 2013-05-01: 432812270.1704; 2013-06-01: 475013109.7551; 2013-07-01: 475785453.895; 2013-08-01: 443200879.4095; 2013-09-01: 321496173.6447; 2013-10-01: 335900794.9133; 2013-11-01: 281819019.9647; 2013-12-01: 172157494.4277; 2014-01-01: 109536946.777; 2014-02-01: 74377990.6924; 2014-03-01: 57553564.2128; 2014-04-01: 50946412.0714; 2014-05-01: 29970791.5468; 2014-06-01: 9090417.7765; 2014-07-01: 0; 2014-08-01: 0; 2014-09-01: 0; 2014-10-01: 0; 2014-11-01: 0
|  |  | Cumulative Cash Requirements | 161039642 | 2012-05-01: 186806422; 2012-06-01: 252368213.3893; 2012-07-01: 377642600.7183; 2012-08-01: 492631513.382; 2012-09-01: 651223726.5735; 2012-10-01: 908118794.7505; 2012-11-01: 1201037939.3523; 2012-12-01: 1492279533.5947; 2013-01-01: 1797243935.3111; 2013-02-01: 2146197014.3215; 2013-03-01: 2528542789.2639; 2013-04-01: 2932828346.5124; 2013-05-01: 3365640616.6828; 2013-06-01: 3840653726.4379; 2013-07-01: 4316439180.3329; 2013-08-01: 4759640059.7425; 2013-09-01: 5081136233.3871; 2013-10-01: 5417037028.3004; 2013-11-01: 5698856048.2651; 2013-12-01: 5871013542.6928; 2014-01-01: 5980550489.4698; 2014-02-01: 6054928480.1622; 2014-03-01: 6112482044.3751; 2014-04-01: 6163428456.4464; 2014-05-01: 6193399247.9932; 2014-06-01: 6202489665.7697; 2014-07-01: 6202489665.7697; 2014-08-01: 6202489665.7697; 2014-09-01: 6202489665.7697; 2014-10-01: 6202489665.7697; 2014-11-01: 6202489665.7697
|  |  | Annual - cash Flow | Prior | 2012 | 2013 | 2014 | 2015 | 2016 | 2017 | 2018 | Total before P | Total after P
|  |  | MF | 83527861 | 144509855.517 | 493166480.1152 | 513951820.2515 | 758850541.547 | 626423631.7635 | 207001388.4928 | 73726709.1649 | 2817630426.8519 | 2901158287.8519
|  |  | LTA | 1579993 | 28317822.9996 | 164793074.602 | 255176489.0455 | 168071840.4242 | 71792453.7017 | 1850811.5853 | 0 | 690002492.3584 | 691582485.3584
|  |  | Subtotal | 85107854 | 172827678.5166 | 657959554.7172 | 769128309.297 | 926922381.9711 | 698216085.4652 | 208852200.0782 | 73726709.1649 | 3507632919.2102 | 3592740773.2102
|  |  | LIL | 75931788 | 43775280.2017 | 165435783.9168 | 558376540.6146 | 860974009.0978 | 684200782.4669 | 204773796.0318 | 16280912.2297 | 2533817104.5594 | 2609748892.5594
|  |  | Total LCP | 161039642 | 216602958.7183 | 823395338.634 | 1327504849.9116 | 1787896391.069 | 1382416867.9322 | 413625996.11 | 90007621.3946 | 6041450023.7697 | 6202489665.7697
Annual - Incurred
|  |  | MF | 97303164 | 184878634.4762 | 519006970.6158 | 526639835.9534 | 817187899.1064 | 515056159.2853 | 195938205.7177 | 45147418.697
|  |  | LTA | 4196093 | 35836630.6933 | 202636569.3126 | 243653253.5899 | 158963574.874 | 45273969.2612 | 1022394.6273 | 0
|  |  | Subtotal | 101499257 | 220715265.1695 | 721643539.9284 | 770293089.5434 | 976151473.9804 | 560330128.5465 | 196960600.345 | 45147418.697
|  |  | LIL | 85307165 | 42387076.4878 | 219355995.302 | 635563344.2975 | 845773341.1991 | 651970704.8286 | 120203972.7392 | 9187292.7053
|  |  | Total LCP | 186806422 | 263102341.6573 | 940999535.2304 | 1405856433.8408 | 1821924815.1795 | 1212300833.3751 | 317164573.0842 | 54334711.4023
Escalation
|  |  | MF | 0 | 1958003.4762 | 12809677.4317 | 26140091.0684 | 56661391.7316 | 42870511.5335 | 17910024.9134 | 4195068.697
|  |  | LTA | 0 | 221778.6933 | 4474663.8926 | 10998707.6414 | 14398547.2426 | 5215370.2612 | 131519.6273 | 0
|  |  | Subtotal | 0 | 2179782.1695 | 17284341.3243 | 37138798.7099 | 71059938.9741 | 48085881.7947 | 18041544.5407 | 4195068.697
|  |  | LIL | 0 | 76543.4878 | 5371515.302 | 29033075.5151 | 58858847.9141 | 54281219.1484 | 14443972.4867 | 1592772.7053
|  |  | Total LCP | 0 | 2256325.6573 | 22655856.6263 | 66171874.225 | 129918786.8883 | 102367100.9431 | 32485517.0274 | 5787841.4023
|  |  | Cumulative escalation |  | 0.865% | 2.467% | 4.939% | 7.678% | 9.223% | 11.41% | 11.92%

## MF and LIL Opex
DG3 Transmittal Opex
Nominal $, 000s
| 2017 | 2018 | 2019 | 2020 | 2021 | 2022 | 2023 | 2024 | 2025 | 2026 | 2027 | 2028 | 2029 | 2030 | 2031 | 2032 | 2033 | 2034 | 2035 | 2036 | 2037 | 2038 | 2039 | 2040 | 2041 | 2042 | 2043 | 2044 | 2045 | 2046 | 2047 | 2048 | 2049 | 2050 | 2051 | 2052 | 2053 | 2054 | 2055 | 2056 | 2057 | 2058 | 2059 | 2060 | 2061 | 2062 | 2063 | 2064 | 2065 | 2066 | 2067
Jan 1 in ser
Muskrat Falls Opex | 0 | 7358.2839 | 7542.241 | 7730.797 | 7924.0669 | 8122.1686 | 8325.2228 | 8533.3534 | 8746.6872 | 8965.3544 | 9189.4883 | 9419.2255 | 9654.7061 | 9896.0737 | 10143.4756 | 10397.0625 | 10656.989 | 10923.4138 | 11196.4991 | 11476.4116 | 11763.3219 | 12057.4049 | 12358.84 | 12667.8111 | 12984.5063 | 13309.119 | 13641.847 | 13982.8931 | 14332.4655 | 14690.7771 | 15058.0465 | 15434.4977 | 15820.3601 | 16215.8691 | 16621.2659 | 17036.7975 | 17462.7174 | 17899.2854 | 18346.7675 | 18805.4367 | 19275.5726 | 19757.4619 | 20251.3985 | 20757.6835 | 21276.6255 | 21808.5412 | 22353.7547 | 22912.5986 | 23485.4135 | 24072.5489 | 24674.3626
|  |  |  | 2.5% | 2.5% | 2.5% | 2.5% | 2.5%
LTA Opex | 0 | 2491.4385 | 2553.7245 | 2617.5676 | 2683.0068 | 2750.082 | 2818.834 | 2889.3049 | 2961.5375 | 3035.5759 | 3111.4653 | 3189.252 | 3268.9833 | 3350.7079 | 3434.4756 | 3520.3374 | 3608.3459 | 3698.5545 | 3791.0184 | 3885.7938 | 3982.9387 | 4082.5122 | 4184.575 | 4289.1893 | 4396.4191 | 4506.3296 | 4618.9878 | 4734.4625 | 4852.824 | 4974.1446 | 5098.4983 | 5225.9607 | 5356.6097 | 5490.525 | 5627.7881 | 5768.4828 | 5912.6949 | 6060.5123 | 6212.0251 | 6367.3257 | 6526.5088 | 6689.6715 | 6856.9133 | 7028.3362 | 7204.0446 | 7384.1457 | 7568.7493 | 7757.9681 | 7951.9173 | 8150.7152 | 8354.4831
|  |  |  | 2.5% | 2.5% | 2.5% | 2.5% | 2.5%
Lil Opex | 9910.0747 | 18521.0275 | 17382.2991 | 19336.8142 | 18262.278 | 20315.7404 | 19186.8058 | 21344.2248 | 20158.1379 | 22707.3709 | 21178.6436 | 23560.0304 | 22250.8124 | 22807.0827 | 23377.2598 | 23961.6913 | 26656.0119 | 25174.7519 | 25804.1207 | 26810.9689 | 27110.4543 | 30158.8308 | 28482.9211 | 29194.9941 | 29924.869 | 30672.9907 | 34121.9489 | 32225.8108 | 33031.4561 | 34320.3069 | 34703.6736 | 38605.8532 | 36460.547 | 37372.0607 | 38306.3622 | 39264.0213 | 43678.9794 | 41251.7624 | 42283.0564 | 43932.8945 | 44423.6362 | 49418.756 | 46672.5827 | 47839.3973 | 49035.3822 | 50261.2668 | 55912.7864 | 52805.7434 | 54125.887 | 56237.8192 | 56866.0101
July 1 in ser
LIL cable surveys change of scope included directly in annual opex as incurred.
Opex includes corporate support
Source: LCP DG3 O&M Estimate July 26 2012. Kean email Jul 27.
IE Nalcor July 27 2012
Total Opex | 9910.0747 | 28370.7499 | 27478.2646 | 29685.1788 | 28869.3517 | 31187.991 | 30330.8627 | 32766.883 | 31866.3626 | 34708.3012 | 33479.5972 | 36168.5079 | 35174.5018 | 36053.8643 | 36955.2109 | 37879.0912 | 40921.3469 | 39796.7202 | 40791.6382 | 42173.1744 | 42856.7149 | 46298.7479 | 45026.3361 | 46151.9945 | 47305.7944 | 48488.4392 | 52382.7836 | 50943.1665 | 52216.7456 | 53985.2287 | 54860.2184 | 59266.3116 | 57637.5169 | 59078.4548 | 60555.4162 | 62069.3016 | 67054.3917 | 65211.56 | 66841.849 | 69105.6569 | 70225.7176 | 75865.8895 | 73780.8946 | 75625.4169 | 77516.0524 | 79453.9537 | 85835.2905 | 83476.3101 | 85563.2178 | 88461.0833 | 89894.8557

## DG3IsolatedCPW
NEWFOUNDLAND AND LABRADOR HYDRO
Cumulative Present Worth Analysis - PLF12 Iteration #1 2012Aug1- Isolated Island Alternative
| Discount | 7%
| RORB | 7%
| Insurance | 0.03%
| Operating cost escalator | 2.5%
| Capital cost sensitivity | 0%
2012
[9 empty] | CPW ($000) |  | 2012 | 2013 | 2014 | 2015 | 2016 | 2017 | 2018 | 2019 | 2020 | 2021 | 2022 | 2023 | 2024 | 2025 | 2026 | 2027 | 2028 | 2029 | 2030 | 2031 | 2032 | 2033 | 2034 | 2035 | 2036 | 2037 | 2038 | 2039 | 2040 | 2041 | 2042 | 2043 | 2044 | 2045 | 2046 | 2047 | 2048 | 2049 | 2050 | 2051 | 2052 | 2053 | 2054 | 2055 | 2056 | 2057 | 2058 | 2059 | 2060 | 2061 | 2062 | 2063 | 2064 | 2065 | 2066 | 2067
| FIXED CHARGES | [7 empty] | 2555942.7322 |  | 0 | 0 | 0 | 2827.6879 | 17042.2564 | 66782.9722 | 155471.4273 | 151992.5911 | 163854.5407 | 174449.9805 | 186511.9305 | 191927.0901 | 185981.7939 | 187337.356 | 218038.0864 | 213027.0922 | 236225.2656 | 258641.357 | 267001.0035 | 275223.4067 | 270210.6819 | 308419.1 | 333131.5981 | 332355.9902 | 356942.9925 | 343749.1232 | 333837.9341 | 323926.745 | 321137.4157 | 341092.7122 | 332092.7078 | 337667.6649 | 326733.7623 | 322596.2147 | 331553.2629 | 321879.4544 | 336663.7949 | 347998.5628 | 349690.6255 | 428522.9569 | 414381.3899 | 401826.993 | 406475.4966 | 422833.2491 | 446695.0055 | 433335.7095 | 441240.2874 | 425059.5661 | 420760.1253 | 454282.3999 | 446752.9481 | 541937.568 | 612212.7877 | 605264.9751 | 649164.6232 | 712728.2441
| Depreciation | [7 empty] | 1214088.3545 |  | 0 | 0 | 0 | 1138.9215 | 6736.4673 | 28751.9126 | 65000.3308 | 65205.7325 | 69435.0643 | 75631.5897 | 79298.448 | 84932.8029 | 84932.8029 | 87873.7801 | 102307.1751 | 103626.6805 | 121131.8884 | 133516.9942 | 140329.2931 | 147968.3887 | 150317.564 | 163458.5697 | 165530.9295 | 169458.2561 | 176269.2605 | 141588.4158 | 141588.4158 | 141588.4158 | 143148.9885 | 149742.5671 | 150280.5705 | 156198.6083 | 156198.6083 | 157701.1745 | 162208.873 | 162819.0606 | 171283.8035 | 176541.8417 | 179804.1034 | 202022.3852 | 202022.3852 | 202353.9205 | 206340.7987 | 212994.072 | 221734.239 | 222519.1492 | 231153.1624 | 231153.1624 | 233756.8299 | 244731.3443 | 247043.7725 | 274120.0294 | 292155.0484 | 295114.1626 | 309150.542 | 325894.3641
| Ending NBV | [9 empty] | 0 | 0 | 0 | 149946.2836 | 143209.8163 | 1319133.9954 | 1254133.6646 | 1336817.1475 | 1424975.138 | 1555829.3529 | 1562582.8705 | 1477650.0676 | 1392717.2647 | 1694409.404 | 1592102.229 | 1630982.1391 | 1832299.2082 | 1815125.8588 | 1878505.7838 | 1730537.3951 | 2092778.3958 | 2461121.9545 | 2295591.0249 | 2608858.2502 | 2942181.5535 | 2800593.1377 | 2659004.7219 | 2517416.3061 | 2791061.6445 | 2641319.0774 | 2652439.5386 | 2496240.9303 | 2340042.322 | 2481719.9821 | 2319511.1091 | 2339748.3274 | 2517677.1798 | 2341135.3381 | 3313594.6241 | 3111572.239 | 2909549.8538 | 2920107.1874 | 2932106.8798 | 3299591.0692 | 3077856.8302 | 3090810.7678 | 2859657.6053 | 2628504.4429 | 3088676.1955 | 2843944.8512 | 3837267.4551 | 4685186.5396 | 4393031.4913 | 4886168.3061 | 5652197.3434 | 5326302.9793
| Average NBV | [9 empty] | 0 | 0 | 0 | 24021.7702 | 146578.0499 | 540912.4158 | 1286633.83 | 1233949.042 | 1342236.5965 | 1404497.9371 | 1523585.8908 | 1520116.4691 | 1435183.6662 | 1412267.767 | 1643255.8165 | 1552769.2113 | 1633272.999 | 1775413.762 | 1796843.4037 | 1804521.5895 | 1699168.5321 | 2056043.0178 | 2378356.4897 | 2310825.4183 | 2563838.4538 | 2871387.3456 | 2729798.9298 | 2588210.514 | 2525930.1719 | 2716190.3609 | 2579875.4631 | 2574340.2344 | 2418141.6261 | 2337439.7816 | 2400615.5456 | 2253635.938 | 2343046.524 | 2429406.259 | 2406613.5966 | 3212583.4315 | 3010561.0464 | 2826440.7791 | 2835465.4047 | 2973450.401 | 3188723.9497 | 2986579.7634 | 2975234.1866 | 2744081.0241 | 2645233.547 | 2966310.5234 | 2825434.0029 | 3795139.2219 | 4539109.0155 | 4397318.2396 | 4822560.1963 | 5489250.1614
| RORB | [7 empty] | 1333223.8066 |  | 0 | 0 | 0 | 1681.5239 | 10260.4635 | 37863.8691 | 90064.3681 | 86376.4329 | 93956.5618 | 98314.8556 | 106651.0124 | 106408.1528 | 100462.8566 | 98858.7437 | 115027.9072 | 108693.8448 | 114329.1099 | 124278.9633 | 125779.0383 | 126316.5113 | 118941.7972 | 143923.0112 | 166484.9543 | 161757.7793 | 179468.6918 | 200997.1142 | 191085.9251 | 181174.736 | 176815.112 | 190133.3253 | 180591.2824 | 180203.8164 | 169269.9138 | 163620.7847 | 168043.0882 | 157754.5157 | 164013.2567 | 170058.4381 | 168462.9518 | 224880.8402 | 210739.2732 | 197850.8545 | 198482.5783 | 208141.5281 | 223210.6765 | 209060.5834 | 208266.3931 | 192085.6717 | 185166.3483 | 207641.7366 | 197780.3802 | 265659.7455 | 317737.6311 | 307812.2768 | 337579.2137 | 384247.5113
| Insurance | [7 empty] | 8630.571 |  | 0 | 0 | 0 | 7.2424 | 45.3256 | 167.1904 | 406.7284 | 410.4256 | 462.9146 | 503.5352 | 562.4701 | 586.1344 | 586.1344 | 604.8322 | 703.0042 | 706.5668 | 764.2673 | 845.3994 | 892.6721 | 938.5067 | 951.3207 | 1037.519 | 1115.7143 | 1139.9548 | 1205.0403 | 1163.5932 | 1163.5932 | 1163.5932 | 1173.3152 | 1216.8198 | 1220.8549 | 1265.2401 | 1265.2401 | 1274.2555 | 1301.3017 | 1305.8781 | 1366.7347 | 1398.2829 | 1423.5703 | 1619.7315 | 1619.7315 | 1622.218 | 1652.1196 | 1697.649 | 1750.09 | 1755.9769 | 1820.732 | 1820.732 | 1836.9471 | 1909.3189 | 1928.7955 | 2157.7931 | 2320.1083 | 2338.5357 | 2434.8674 | 2586.3688
| Total Fixed charges | [7 empty] | 2555942.7322 |  | 0 | 0 | 0 | 2827.6879 | 17042.2564 | 66782.9722 | 155471.4273 | 151992.5911 | 163854.5407 | 174449.9805 | 186511.9305 | 191927.0901 | 185981.7939 | 187337.356 | 218038.0864 | 213027.0922 | 236225.2656 | 258641.357 | 267001.0035 | 275223.4067 | 270210.6819 | 308419.1 | 333131.5981 | 332355.9902 | 356942.9925 | 343749.1232 | 333837.9341 | 323926.745 | 321137.4157 | 341092.7122 | 332092.7078 | 337667.6649 | 326733.7623 | 322596.2147 | 331553.2629 | 321879.4544 | 336663.7949 | 347998.5628 | 349690.6255 | 428522.9569 | 414381.3899 | 401826.993 | 406475.4966 | 422833.2491 | 446695.0055 | 433335.7095 | 441240.2874 | 425059.5661 | 420760.1253 | 454282.3999 | 446752.9481 | 541937.568 | 612212.7877 | 605264.9751 | 649164.6232 | 712728.2441
In Service
[7 empty] | Year | $000
| Mid-year escalation factors ---> | [9 empty] | 0.5 | 1.5 | 2.5 | 3.5 | 4.5 | 5.5 | 6.5 | 7.5 | 8.5 | 9.5 | 10.5 | 11.5 | 12.5 | 13.5 | 14.5 | 15.5 | 16.5 | 17.5 | 18.5 | 19.5 | 20.5 | 21.5 | 22.5 | 23.5 | 24.5 | 25.5 | 26.5 | 27.5 | 28.5 | 29.5 | 30.5 | 31.5 | 32.5 | 33.5 | 34.5 | 35.5 | 36.5 | 37.5 | 38.5 | 39.5 | 40.5 | 41.5 | 42.5 | 43.5 | 44.5 | 45.5 | 46.5 | 47.5 | 48.5 | 49.5 | 50.5 | 51.5 | 52.5 | 53.5 | 54.5 | 55.5
1 | 50MW CT |  |  |  |  | NewGT | 2015 | 81779.2945 | 66292.0787 |  | 0 | 0 | 0 | 750.8929 | 8886.6833 | 8657.7013 | 8428.7193 | 8199.7373 | 7970.7552 | 7741.7732 | 7512.7912 | 7283.8092 | 7054.8271 | 6825.8451 | 6596.8631 | 6367.8811 | 6138.899 | 5909.917 | 5680.935 | 5451.953 | 5222.9709 | 4993.9889 | 4765.0069 | 4536.0249 | 4307.0428 | 4078.0608 | 3849.0788 | 3620.0968 | 3126.0135 | 0 | 0 | 0 | 0 | 0 | 0 | 0 | 0 | 0 | 0 | 0 | 0 | 0 | 0 | 0 | 0 | 0 | 0 | 0 | 0 | 0 | 0 | 0 | 0 | 0 | 0 | 0
| Jan 2012 $ | 72099.644
| Annual Cap Ex % | 0.0105 | 0.2674 | 0.7221 | 0 | 0
| Esc | 2.55%
| Constn Start | 2013 | 4
| Constn End | 2015 | 12
| Cum Esc Factor | [9 empty] | 1.0127 | 1.0385 | 1.065 | 1.0921 | 1.12 | 1.1485 | 1.1778 | 1.2079 | 1.2387 | 1.2702 | 1.3026 | 1.3359 | 1.3699 | 1.4049 | 1.4407 | 1.4774 | 1.5151 | 1.5537 | 1.5933 | 1.634 | 1.6756 | 1.7184 | 1.7622 | 1.8071 | 1.8532 | 1.9005 | 1.9489 | 1.9986 | 2.0496 | 2.1019 | 2.1554 | 2.2104 | 2.2668 | 2.3246 | 2.3839 | 2.4446 | 2.507 | 2.5709 | 2.6365 | 2.7037 | 2.7726 | 2.8433 | 2.9159 | 2.9902 | 3.0665 | 3.1447 | 3.2248 | 3.3071 | 3.3914 | 3.4779 | 3.5666 | 3.6575 | 3.7508 | 3.8464 | 3.9445 | 4.0451
Asset In-Svc:
| Opening balance | [9 empty] | 0 | 0 | 804.6134 | 22028.6451 | 0 | 0 | 0 | 0 | 0 | 0 | 0 | 0 | 0 | 0 | 0 | 0 | 0 | 0 | 0 | 0 | 0 | 0 | 0 | 0 | 0 | 0 | 0 | 0 | 0 | 0 | 0 | 0 | 0 | 0 | 0 | 0 | 0 | 0 | 0 | 0 | 0 | 0 | 0 | 0 | 0 | 0 | 0 | 0 | 0 | 0 | 0 | 0 | 0 | 0 | 0 | 0
| Cap Ex | [9 empty] | 0 | 786.1871 | 20532.1149 | 56859.7953 | 0 | 0 | 0 | 0 | 0 | 0 | 0 | 0 | 0 | 0 | 0 | 0 | 0 | 0 | 0 | 0 | 0 | 0 | 0 | 0 | 0 | 0 | 0 | 0 | 0 | 0 | 0 | 0 | 0 | 0 | 0 | 0 | 0 | 0 | 0 | 0 | 0 | 0 | 0 | 0 | 0 | 0 | 0 | 0 | 0 | 0 | 0 | 0 | 0 | 0 | 0 | 0
| AFUDC | 6.25% | [8 empty] | 0 | 18.4263 | 691.9169 | 2890.854 | 0 | 0 | 0 | 0 | 0 | 0 | 0 | 0 | 0 | 0 | 0 | 0 | 0 | 0 | 0 | 0 | 0 | 0 | 0 | 0 | 0 | 0 | 0 | 0 | 0 | 0 | 0 | 0 | 0 | 0 | 0 | 0 | 0 | 0 | 0 | 0 | 0 | 0 | 0 | 0 | 0 | 0 | 0 | 0 | 0 | 0 | 0 | 0 | 0 | 0 | 0 | 0
| Ending balance | [9 empty] | 0 | 804.6134 | 22028.6451 | 81779.2945 | 0 | 0 | 0 | 0 | 0 | 0 | 0 | 0 | 0 | 0 | 0 | 0 | 0 | 0 | 0 | 0 | 0 | 0 | 0 | 0 | 0 | 0 | 0 | 0 | 0 | 0 | 0 | 0 | 0 | 0 | 0 | 0 | 0 | 0 | 0 | 0 | 0 | 0 | 0 | 0 | 0 | 0 | 0 | 0 | 0 | 0 | 0 | 0 | 0 | 0 | 0 | 0
| In-Svc / Svc LIfe / Ins Rate |  |  | 81779.2945 | 25 | 0.03%
Return on Rate Base:
| Beginning NBV | [9 empty] | 0 | 0 | 0 | 81779.2945 | 81506.6968 | 78235.525 | 74964.3532 | 71693.1815 | 68422.0097 | 65150.8379 | 61879.6661 | 58608.4944 | 55337.3226 | 52066.1508 | 48794.979 | 45523.8072 | 42252.6355 | 38981.4637 | 35710.2919 | 32439.1201 | 29167.9484 | 25896.7766 | 22625.6048 | 19354.433 | 16083.2612 | 12812.0895 | 9540.9177 | 6269.7459 | 2998.5741 | 0 | 0 | 0 | 0 | 0 | 0 | 0 | 0 | 0 | 0 | 0 | 0 | 0 | 0 | 0 | 0 | 0 | 0 | 0 | 0 | 0 | 0 | 0 | 0 | 0 | 0 | 0
| Depreciation | [9 empty] | 0 | 0 | 0 | 272.5976 | 3271.1718 | 3271.1718 | 3271.1718 | 3271.1718 | 3271.1718 | 3271.1718 | 3271.1718 | 3271.1718 | 3271.1718 | 3271.1718 | 3271.1718 | 3271.1718 | 3271.1718 | 3271.1718 | 3271.1718 | 3271.1718 | 3271.1718 | 3271.1718 | 3271.1718 | 3271.1718 | 3271.1718 | 3271.1718 | 3271.1718 | 3271.1718 | 2998.5741 | 0 | 0 | 0 | 0 | 0 | 0 | 0 | 0 | 0 | 0 | 0 | 0 | 0 | 0 | 0 | 0 | 0 | 0 | 0 | 0 | 0 | 0 | 0 | 0 | 0 | 0 | 0
| Ending NBV | [8 empty] | 0 | 0 | 0 | 0 | 81506.6968 | 78235.525 | 74964.3532 | 71693.1815 | 68422.0097 | 65150.8379 | 61879.6661 | 58608.4944 | 55337.3226 | 52066.1508 | 48794.979 | 45523.8072 | 42252.6355 | 38981.4637 | 35710.2919 | 32439.1201 | 29167.9484 | 25896.7766 | 22625.6048 | 19354.433 | 16083.2612 | 12812.0895 | 9540.9177 | 6269.7459 | 2998.5741 | 0 | 0 | 0 | 0 | 0 | 0 | 0 | 0 | 0 | 0 | 0 | 0 | 0 | 0 | 0 | 0 | 0 | 0 | 0 | 0 | 0 | 0 | 0 | 0 | 0 | 0 | 0 | 0
| Average NBV | [9 empty] | 0 | 0 | 0 | 6803.583 | 79871.1109 | 76599.9391 | 73328.7674 | 70057.5956 | 66786.4238 | 63515.252 | 60244.0802 | 56972.9085 | 53701.7367 | 50430.5649 | 47159.3931 | 43888.2214 | 40617.0496 | 37345.8778 | 34074.706 | 30803.5342 | 27532.3625 | 24261.1907 | 20990.0189 | 17718.8471 | 14447.6754 | 11176.5036 | 7905.3318 | 4634.16 | 1499.2871 | 0 | 0 | 0 | 0 | 0 | 0 | 0 | 0 | 0 | 0 | 0 | 0 | 0 | 0 | 0 | 0 | 0 | 0 | 0 | 0 | 0 | 0 | 0 | 0 | 0 | 0 | 0
| RORB | [9 empty] | 0 | 0 | 0 | 476.2508 | 5590.9778 | 5361.9957 | 5133.0137 | 4904.0317 | 4675.0497 | 4446.0676 | 4217.0856 | 3988.1036 | 3759.1216 | 3530.1395 | 3301.1575 | 3072.1755 | 2843.1935 | 2614.2114 | 2385.2294 | 2156.2474 | 1927.2654 | 1698.2833 | 1469.3013 | 1240.3193 | 1011.3373 | 782.3553 | 553.3732 | 324.3912 | 104.9501 | 0 | 0 | 0 | 0 | 0 | 0 | 0 | 0 | 0 | 0 | 0 | 0 | 0 | 0 | 0 | 0 | 0 | 0 | 0 | 0 | 0 | 0 | 0 | 0 | 0 | 0 | 0
| Insurable Value | [9 empty] | 0 | 0 | 0 | 6814.9412 | 81779.2945 | 81779.2945 | 81779.2945 | 81779.2945 | 81779.2945 | 81779.2945 | 81779.2945 | 81779.2945 | 81779.2945 | 81779.2945 | 81779.2945 | 81779.2945 | 81779.2945 | 81779.2945 | 81779.2945 | 81779.2945 | 81779.2945 | 81779.2945 | 81779.2945 | 81779.2945 | 81779.2945 | 81779.2945 | 81779.2945 | 81779.2945 | 74964.3532 | 0 | 0 | 0 | 0 | 0 | 0 | 0 | 0 | 0 | 0 | 0 | 0 | 0 | 0 | 0 | 0 | 0 | 0 | 0 | 0 | 0 | 0 | 0 | 0 | 0 | 0 | 0
| Insurance | [9 empty] | 0 | 0 | 0 | 2.0445 | 24.5338 | 24.5338 | 24.5338 | 24.5338 | 24.5338 | 24.5338 | 24.5338 | 24.5338 | 24.5338 | 24.5338 | 24.5338 | 24.5338 | 24.5338 | 24.5338 | 24.5338 | 24.5338 | 24.5338 | 24.5338 | 24.5338 | 24.5338 | 24.5338 | 24.5338 | 24.5338 | 24.5338 | 22.4893 | 0 | 0 | 0 | 0 | 0 | 0 | 0 | 0 | 0 | 0 | 0 | 0 | 0 | 0 | 0 | 0 | 0 | 0 | 0 | 0 | 0 | 0 | 0 | 0 | 0 | 0 | 0
| Fixed charges | [9 empty] | 0 | 0 | 0 | 750.8929 | 8886.6833 | 8657.7013 | 8428.7193 | 8199.7373 | 7970.7552 | 7741.7732 | 7512.7912 | 7283.8092 | 7054.8271 | 6825.8451 | 6596.8631 | 6367.8811 | 6138.899 | 5909.917 | 5680.935 | 5451.953 | 5222.9709 | 4993.9889 | 4765.0069 | 4536.0249 | 4307.0428 | 4078.0608 | 3849.0788 | 3620.0968 | 3126.0135 | 0 | 0 | 0 | 0 | 0 | 0 | 0 | 0 | 0 | 0 | 0 | 0 | 0 | 0 | 0 | 0 | 0 | 0 | 0 | 0 | 0 | 0 | 0 | 0 | 0 | 0 | 0
2 | Wind 25MW |  |  |  |  | Wind | 2015 | 69305.9107 | 56698.6169 |  | 0 | 0 | 0 | 2076.7949 | 8155.573 | 7913.0024 | 7670.4317 | 7427.861 | 7185.2903 | 6942.7196 | 6700.1489 | 6457.5782 | 6215.0075 | 5972.4369 | 5729.8662 | 5487.2955 | 5244.7248 | 5002.1541 | 4759.5834 | 4517.0127 | 4274.442 | 4031.8714 | 3789.3007 | 2705.5295 | 0 | 0 | 0 | 0 | 0 | 0 | 0 | 0 | 0 | 0 | 0 | 0 | 0 | 0 | 0 | 0 | 0 | 0 | 0 | 0 | 0 | 0 | 0 | 0 | 0 | 0 | 0 | 0 | 0 | 0 | 0 | 0
| Jan 2012 $ | 61325.292
| Annual Cap Ex % | 0.3333 | 0.6667 | 0 | 0 | 0
| Esc | 2.6%
| Constn Start | 2014 | 1
| Constn End | 2015 | 10
| Cum Esc Factor | [9 empty] | 1.0129 | 1.0393 | 1.0663 | 1.094 | 1.1224 | 1.1516 | 1.1816 | 1.2123 | 1.2438 | 1.2761 | 1.3093 | 1.3434 | 1.3783 | 1.4141 | 1.4509 | 1.4886 | 1.5273 | 1.567 | 1.6078 | 1.6496 | 1.6925 | 1.7365 | 1.7816 | 1.8279 | 1.8755 | 1.9242 | 1.9743 | 2.0256 | 2.0783 | 2.1323 | 2.1877 | 2.2446 | 2.303 | 2.3629 | 2.4243 | 2.4873 | 2.552 | 2.6183 | 2.6864 | 2.7563 | 2.8279 | 2.9015 | 2.9769 | 3.0543 | 3.1337 | 3.2152 | 3.2988 | 3.3845 | 3.4725 | 3.5628 | 3.6555 | 3.7505 | 3.848 | 3.9481 | 4.0507 | 4.156
Asset In-Svc:
| Opening balance | [9 empty] | 0 | 0 | 0 | 22475.3934 | 0 | 0 | 0 | 0 | 0 | 0 | 0 | 0 | 0 | 0 | 0 | 0 | 0 | 0 | 0 | 0 | 0 | 0 | 0 | 0 | 0 | 0 | 0 | 0 | 0 | 0 | 0 | 0 | 0 | 0 | 0 | 0 | 0 | 0 | 0 | 0 | 0 | 0 | 0 | 0 | 0 | 0 | 0 | 0 | 0 | 0 | 0 | 0 | 0 | 0 | 0 | 0
| Cap Ex | [9 empty] | 0 | 0 | 21794.3209 | 44728.6554 | 0 | 0 | 0 | 0 | 0 | 0 | 0 | 0 | 0 | 0 | 0 | 0 | 0 | 0 | 0 | 0 | 0 | 0 | 0 | 0 | 0 | 0 | 0 | 0 | 0 | 0 | 0 | 0 | 0 | 0 | 0 | 0 | 0 | 0 | 0 | 0 | 0 | 0 | 0 | 0 | 0 | 0 | 0 | 0 | 0 | 0 | 0 | 0 | 0 | 0 | 0 | 0
| AFUDC | 6.25% | [8 empty] | 0 | 0 | 681.0725 | 2101.8619 | 0 | 0 | 0 | 0 | 0 | 0 | 0 | 0 | 0 | 0 | 0 | 0 | 0 | 0 | 0 | 0 | 0 | 0 | 0 | 0 | 0 | 0 | 0 | 0 | 0 | 0 | 0 | 0 | 0 | 0 | 0 | 0 | 0 | 0 | 0 | 0 | 0 | 0 | 0 | 0 | 0 | 0 | 0 | 0 | 0 | 0 | 0 | 0 | 0 | 0 | 0 | 0
| Ending balance | [9 empty] | 0 | 0 | 22475.3934 | 69305.9107 | 0 | 0 | 0 | 0 | 0 | 0 | 0 | 0 | 0 | 0 | 0 | 0 | 0 | 0 | 0 | 0 | 0 | 0 | 0 | 0 | 0 | 0 | 0 | 0 | 0 | 0 | 0 | 0 | 0 | 0 | 0 | 0 | 0 | 0 | 0 | 0 | 0 | 0 | 0 | 0 | 0 | 0 | 0 | 0 | 0 | 0 | 0 | 0 | 0 | 0 | 0 | 0
| In-Svc / Svc LIfe / Ins Rate |  |  | 69305.9107 | 20 | 0.03%
Return on Rate Base:
| Beginning NBV | [9 empty] | 0 | 0 | 0 | 69305.9107 | 68439.5868 | 64974.2913 | 61508.9957 | 58043.7002 | 54578.4047 | 51113.1091 | 47647.8136 | 44182.5181 | 40717.2225 | 37251.927 | 33786.6315 | 30321.3359 | 26856.0404 | 23390.7449 | 19925.4493 | 16460.1538 | 12994.8583 | 9529.5627 | 6064.2672 | 2598.9717 | 0 | 0 | 0 | 0 | 0 | 0 | 0 | 0 | 0 | 0 | 0 | 0 | 0 | 0 | 0 | 0 | 0 | 0 | 0 | 0 | 0 | 0 | 0 | 0 | 0 | 0 | 0 | 0 | 0 | 0 | 0 | 0
| Depreciation | [9 empty] | 0 | 0 | 0 | 866.3239 | 3465.2955 | 3465.2955 | 3465.2955 | 3465.2955 | 3465.2955 | 3465.2955 | 3465.2955 | 3465.2955 | 3465.2955 | 3465.2955 | 3465.2955 | 3465.2955 | 3465.2955 | 3465.2955 | 3465.2955 | 3465.2955 | 3465.2955 | 3465.2955 | 3465.2955 | 2598.9717 | 0 | 0 | 0 | 0 | 0 | 0 | 0 | 0 | 0 | 0 | 0 | 0 | 0 | 0 | 0 | 0 | 0 | 0 | 0 | 0 | 0 | 0 | 0 | 0 | 0 | 0 | 0 | 0 | 0 | 0 | 0 | 0
| Ending NBV | [8 empty] | 0 | 0 | 0 | 0 | 68439.5868 | 64974.2913 | 61508.9957 | 58043.7002 | 54578.4047 | 51113.1091 | 47647.8136 | 44182.5181 | 40717.2225 | 37251.927 | 33786.6315 | 30321.3359 | 26856.0404 | 23390.7449 | 19925.4493 | 16460.1538 | 12994.8583 | 9529.5627 | 6064.2672 | 2598.9717 | 0 | 0 | 0 | 0 | 0 | 0 | 0 | 0 | 0 | 0 | 0 | 0 | 0 | 0 | 0 | 0 | 0 | 0 | 0 | 0 | 0 | 0 | 0 | 0 | 0 | 0 | 0 | 0 | 0 | 0 | 0 | 0 | 0
| Average NBV | [9 empty] | 0 | 0 | 0 | 17218.1872 | 66706.939 | 63241.6435 | 59776.348 | 56311.0524 | 52845.7569 | 49380.4614 | 45915.1658 | 42449.8703 | 38984.5748 | 35519.2792 | 32053.9837 | 28588.6882 | 25123.3926 | 21658.0971 | 18192.8016 | 14727.506 | 11262.2105 | 7796.915 | 4331.6194 | 1299.4858 | 0 | 0 | 0 | 0 | 0 | 0 | 0 | 0 | 0 | 0 | 0 | 0 | 0 | 0 | 0 | 0 | 0 | 0 | 0 | 0 | 0 | 0 | 0 | 0 | 0 | 0 | 0 | 0 | 0 | 0 | 0 | 0
| RORB | [9 empty] | 0 | 0 | 0 | 1205.2731 | 4669.4857 | 4426.915 | 4184.3444 | 3941.7737 | 3699.203 | 3456.6323 | 3214.0616 | 2971.4909 | 2728.9202 | 2486.3495 | 2243.7789 | 2001.2082 | 1758.6375 | 1516.0668 | 1273.4961 | 1030.9254 | 788.3547 | 545.784 | 303.2134 | 90.964 | 0 | 0 | 0 | 0 | 0 | 0 | 0 | 0 | 0 | 0 | 0 | 0 | 0 | 0 | 0 | 0 | 0 | 0 | 0 | 0 | 0 | 0 | 0 | 0 | 0 | 0 | 0 | 0 | 0 | 0 | 0 | 0
| Insurable Value | [9 empty] | 0 | 0 | 0 | 17326.4777 | 69305.9107 | 69305.9107 | 69305.9107 | 69305.9107 | 69305.9107 | 69305.9107 | 69305.9107 | 69305.9107 | 69305.9107 | 69305.9107 | 69305.9107 | 69305.9107 | 69305.9107 | 69305.9107 | 69305.9107 | 69305.9107 | 69305.9107 | 69305.9107 | 69305.9107 | 51979.433 | 0 | 0 | 0 | 0 | 0 | 0 | 0 | 0 | 0 | 0 | 0 | 0 | 0 | 0 | 0 | 0 | 0 | 0 | 0 | 0 | 0 | 0 | 0 | 0 | 0 | 0 | 0 | 0 | 0 | 0 | 0 | 0
| Insurance | [9 empty] | 0 | 0 | 0 | 5.1979 | 20.7918 | 20.7918 | 20.7918 | 20.7918 | 20.7918 | 20.7918 | 20.7918 | 20.7918 | 20.7918 | 20.7918 | 20.7918 | 20.7918 | 20.7918 | 20.7918 | 20.7918 | 20.7918 | 20.7918 | 20.7918 | 20.7918 | 15.5938 | 0 | 0 | 0 | 0 | 0 | 0 | 0 | 0 | 0 | 0 | 0 | 0 | 0 | 0 | 0 | 0 | 0 | 0 | 0 | 0 | 0 | 0 | 0 | 0 | 0 | 0 | 0 | 0 | 0 | 0 | 0 | 0
| Fixed charges | [9 empty] | 0 | 0 | 0 | 2076.7949 | 8155.573 | 7913.0024 | 7670.4317 | 7427.861 | 7185.2903 | 6942.7196 | 6700.1489 | 6457.5782 | 6215.0075 | 5972.4369 | 5729.8662 | 5487.2955 | 5244.7248 | 5002.1541 | 4759.5834 | 4517.0127 | 4274.442 | 4031.8714 | 3789.3007 | 2705.5295 | 0 | 0 | 0 | 0 | 0 | 0 | 0 | 0 | 0 | 0 | 0 | 0 | 0 | 0 | 0 | 0 | 0 | 0 | 0 | 0 | 0 | 0 | 0 | 0 | 0 | 0 | 0 | 0 | 0 | 0 | 0 | 0
3 | Holyrood ESP - Units 1&2 |  |  |  |  | ESP | 2017 | 453668.7893 | 328988.2309 |  | 0 | 0 | 0 | 0 | 0 | 29875.5075 | 58262.4143 | 56277.6133 | 54292.8124 | 52308.0114 | 50323.2105 | 48338.4095 | 46353.6086 | 44368.8076 | 42384.0066 | 40399.2057 | 38414.4047 | 36429.6038 | 34444.8028 | 32460.0019 | 30475.2009 | 14741.4002 | 0 | 0 | 0 | 0 | 0 | 0 | 0 | 0 | 0 | 0 | 0 | 0 | 0 | 0 | 0 | 0 | 0 | 0 | 0 | 0 | 0 | 0 | 0 | 0 | 0 | 0 | 0 | 0 | 0 | 0 | 0 | 0 | 0 | 0
| Jan 2012 $ | 366903.2667
| Annual Cap Ex % | 0.132 | 0.418 | 0.418 | 0.031 | 0
| Esc | 2.94%
| Constn Start | 2014 | 1
| Constn End | 2017 | 7
| Cum Esc Factor | [9 empty] | 1.0146 | 1.0444 | 1.0751 | 1.1067 | 1.1393 | 1.1728 | 1.2072 | 1.2427 | 1.2793 | 1.3169 | 1.3556 | 1.3955 | 1.4365 | 1.4787 | 1.5222 | 1.5669 | 1.613 | 1.6604 | 1.7093 | 1.7595 | 1.8112 | 1.8645 | 1.9193 | 1.9757 | 2.0338 | 2.0936 | 2.1552 | 2.2185 | 2.2838 | 2.3509 | 2.42 | 2.4912 | 2.5644 | 2.6398 | 2.7174 | 2.7973 | 2.8795 | 2.9642 | 3.0513 | 3.141 | 3.2334 | 3.3285 | 3.4263 | 3.527 | 3.6307 | 3.7375 | 3.8474 | 3.9605 | 4.0769 | 4.1968 | 4.3202 | 4.4472 | 4.5779 | 4.7125 | 4.8511 | 4.9937
Asset In-Svc:
| Opening balance | [9 empty] | 0 | 0 | 0 | 53696.9825 | 232092.6774 | 426784.2686 | 0 | 0 | 0 | 0 | 0 | 0 | 0 | 0 | 0 | 0 | 0 | 0 | 0 | 0 | 0 | 0 | 0 | 0 | 0 | 0 | 0 | 0 | 0 | 0 | 0 | 0 | 0 | 0 | 0 | 0 | 0 | 0 | 0 | 0 | 0 | 0 | 0 | 0 | 0 | 0 | 0 | 0 | 0 | 0 | 0 | 0 | 0 | 0 | 0 | 0
| Cap Ex | [9 empty] | 0 | 0 | 52069.8012 | 169735.4022 | 174725.6231 | 13339.0891 | 0 | 0 | 0 | 0 | 0 | 0 | 0 | 0 | 0 | 0 | 0 | 0 | 0 | 0 | 0 | 0 | 0 | 0 | 0 | 0 | 0 | 0 | 0 | 0 | 0 | 0 | 0 | 0 | 0 | 0 | 0 | 0 | 0 | 0 | 0 | 0 | 0 | 0 | 0 | 0 | 0 | 0 | 0 | 0 | 0 | 0 | 0 | 0 | 0 | 0
| AFUDC | 6.25% | [8 empty] | 0 | 0 | 1627.1813 | 8660.2927 | 19965.9681 | 13545.4317 | 0 | 0 | 0 | 0 | 0 | 0 | 0 | 0 | 0 | 0 | 0 | 0 | 0 | 0 | 0 | 0 | 0 | 0 | 0 | 0 | 0 | 0 | 0 | 0 | 0 | 0 | 0 | 0 | 0 | 0 | 0 | 0 | 0 | 0 | 0 | 0 | 0 | 0 | 0 | 0 | 0 | 0 | 0 | 0 | 0 | 0 | 0 | 0 | 0 | 0
| Ending balance | [9 empty] | 0 | 0 | 53696.9825 | 232092.6774 | 426784.2686 | 453668.7893 | 0 | 0 | 0 | 0 | 0 | 0 | 0 | 0 | 0 | 0 | 0 | 0 | 0 | 0 | 0 | 0 | 0 | 0 | 0 | 0 | 0 | 0 | 0 | 0 | 0 | 0 | 0 | 0 | 0 | 0 | 0 | 0 | 0 | 0 | 0 | 0 | 0 | 0 | 0 | 0 | 0 | 0 | 0 | 0 | 0 | 0 | 0 | 0 | 0 | 0
| In-Svc / Svc LIfe / Ins Rate |  |  | 453668.7893 | 16 | 0.03%
Return on Rate Base:
| Beginning NBV | [9 empty] | 0 | 0 | 0 | 0 | 0 | 453668.7893 | 439491.6397 | 411137.3403 | 382783.041 | 354428.7417 | 326074.4423 | 297720.143 | 269365.8437 | 241011.5443 | 212657.245 | 184302.9457 | 155948.6463 | 127594.347 | 99240.0477 | 70885.7483 | 42531.449 | 14177.1497 | 0 | 0 | 0 | 0 | 0 | 0 | 0 | 0 | 0 | 0 | 0 | 0 | 0 | 0 | 0 | 0 | 0 | 0 | 0 | 0 | 0 | 0 | 0 | 0 | 0 | 0 | 0 | 0 | 0 | 0 | 0 | 0 | 0 | 0
| Depreciation | [9 empty] | 0 | 0 | 0 | 0 | 0 | 14177.1497 | 28354.2993 | 28354.2993 | 28354.2993 | 28354.2993 | 28354.2993 | 28354.2993 | 28354.2993 | 28354.2993 | 28354.2993 | 28354.2993 | 28354.2993 | 28354.2993 | 28354.2993 | 28354.2993 | 28354.2993 | 14177.1497 | 0 | 0 | 0 | 0 | 0 | 0 | 0 | 0 | 0 | 0 | 0 | 0 | 0 | 0 | 0 | 0 | 0 | 0 | 0 | 0 | 0 | 0 | 0 | 0 | 0 | 0 | 0 | 0 | 0 | 0 | 0 | 0 | 0 | 0
| Ending NBV | [8 empty] | 0 | 0 | 0 | 0 | 0 | 0 | 439491.6397 | 411137.3403 | 382783.041 | 354428.7417 | 326074.4423 | 297720.143 | 269365.8437 | 241011.5443 | 212657.245 | 184302.9457 | 155948.6463 | 127594.347 | 99240.0477 | 70885.7483 | 42531.449 | 14177.1497 | 0 | 0 | 0 | 0 | 0 | 0 | 0 | 0 | 0 | 0 | 0 | 0 | 0 | 0 | 0 | 0 | 0 | 0 | 0 | 0 | 0 | 0 | 0 | 0 | 0 | 0 | 0 | 0 | 0 | 0 | 0 | 0 | 0 | 0 | 0
| Average NBV | [9 empty] | 0 | 0 | 0 | 0 | 0 | 223290.1073 | 425314.49 | 396960.1907 | 368605.8913 | 340251.592 | 311897.2927 | 283542.9933 | 255188.694 | 226834.3947 | 198480.0953 | 170125.796 | 141771.4967 | 113417.1973 | 85062.898 | 56708.5987 | 28354.2993 | 7088.5748 | 0 | 0 | 0 | 0 | 0 | 0 | 0 | 0 | 0 | 0 | 0 | 0 | 0 | 0 | 0 | 0 | 0 | 0 | 0 | 0 | 0 | 0 | 0 | 0 | 0 | 0 | 0 | 0 | 0 | 0 | 0 | 0 | 0 | 0
| RORB | [9 empty] | 0 | 0 | 0 | 0 | 0 | 15630.3075 | 29772.0143 | 27787.2133 | 25802.4124 | 23817.6114 | 21832.8105 | 19848.0095 | 17863.2086 | 15878.4076 | 13893.6067 | 11908.8057 | 9924.0048 | 7939.2038 | 5954.4029 | 3969.6019 | 1984.801 | 496.2002 | 0 | 0 | 0 | 0 | 0 | 0 | 0 | 0 | 0 | 0 | 0 | 0 | 0 | 0 | 0 | 0 | 0 | 0 | 0 | 0 | 0 | 0 | 0 | 0 | 0 | 0 | 0 | 0 | 0 | 0 | 0 | 0 | 0 | 0
| Insurable Value | [9 empty] | 0 | 0 | 0 | 0 | 0 | 226834.3947 | 453668.7893 | 453668.7893 | 453668.7893 | 453668.7893 | 453668.7893 | 453668.7893 | 453668.7893 | 453668.7893 | 453668.7893 | 453668.7893 | 453668.7893 | 453668.7893 | 453668.7893 | 453668.7893 | 453668.7893 | 226834.3947 | 0 | 0 | 0 | 0 | 0 | 0 | 0 | 0 | 0 | 0 | 0 | 0 | 0 | 0 | 0 | 0 | 0 | 0 | 0 | 0 | 0 | 0 | 0 | 0 | 0 | 0 | 0 | 0 | 0 | 0 | 0 | 0 | 0 | 0
| Insurance | [9 empty] | 0 | 0 | 0 | 0 | 0 | 68.0503 | 136.1006 | 136.1006 | 136.1006 | 136.1006 | 136.1006 | 136.1006 | 136.1006 | 136.1006 | 136.1006 | 136.1006 | 136.1006 | 136.1006 | 136.1006 | 136.1006 | 136.1006 | 68.0503 | 0 | 0 | 0 | 0 | 0 | 0 | 0 | 0 | 0 | 0 | 0 | 0 | 0 | 0 | 0 | 0 | 0 | 0 | 0 | 0 | 0 | 0 | 0 | 0 | 0 | 0 | 0 | 0 | 0 | 0 | 0 | 0 | 0 | 0
| Fixed charges | [9 empty] | 0 | 0 | 0 | 0 | 0 | 29875.5075 | 58262.4143 | 56277.6133 | 54292.8124 | 52308.0114 | 50323.2105 | 48338.4095 | 46353.6086 | 44368.8076 | 42384.0066 | 40399.2057 | 38414.4047 | 36429.6038 | 34444.8028 | 32460.0019 | 30475.2009 | 14741.4002 | 0 | 0 | 0 | 0 | 0 | 0 | 0 | 0 | 0 | 0 | 0 | 0 | 0 | 0 | 0 | 0 | 0 | 0 | 0 | 0 | 0 | 0 | 0 | 0 | 0 | 0 | 0 | 0 | 0 | 0 | 0 | 0 | 0 | 0
4 | Holyrood ESP - Unit 3 |  |  |  |  | ESP | 2017 | 226834.3947 | 164796.8484 |  | 0 | 0 | 0 | 0 | 0 | 13838.0919 | 27049.4046 | 26213.699 | 25377.9933 | 24542.2876 | 23706.582 | 22870.8763 | 22035.1706 | 21199.465 | 20363.7593 | 19528.0537 | 18692.348 | 17856.6423 | 17020.9367 | 16185.231 | 15349.5253 | 14513.8197 | 13678.114 | 12842.4083 | 6212.2778 | 0 | 0 | 0 | 0 | 0 | 0 | 0 | 0 | 0 | 0 | 0 | 0 | 0 | 0 | 0 | 0 | 0 | 0 | 0 | 0 | 0 | 0 | 0 | 0 | 0 | 0 | 0 | 0 | 0 | 0 | 0
| Jan 2012 $ | 183451.6333
| Annual Cap Ex % | 0.132 | 0.418 | 0.418 | 0.031 | 0
| Esc | 2.94%
| Constn Start | 2014 | 1
| Constn End | 2017 | 7
| Cum Esc Factor | [9 empty] | 1.0146 | 1.0444 | 1.0751 | 1.1067 | 1.1393 | 1.1728 | 1.2072 | 1.2427 | 1.2793 | 1.3169 | 1.3556 | 1.3955 | 1.4365 | 1.4787 | 1.5222 | 1.5669 | 1.613 | 1.6604 | 1.7093 | 1.7595 | 1.8112 | 1.8645 | 1.9193 | 1.9757 | 2.0338 | 2.0936 | 2.1552 | 2.2185 | 2.2838 | 2.3509 | 2.42 | 2.4912 | 2.5644 | 2.6398 | 2.7174 | 2.7973 | 2.8795 | 2.9642 | 3.0513 | 3.141 | 3.2334 | 3.3285 | 3.4263 | 3.527 | 3.6307 | 3.7375 | 3.8474 | 3.9605 | 4.0769 | 4.1968 | 4.3202 | 4.4472 | 4.5779 | 4.7125 | 4.8511 | 4.9937
Asset In-Svc:
| Opening balance | [9 empty] | 0 | 0 | 0 | 26848.4912 | 116046.3387 | 213392.1343 | 0 | 0 | 0 | 0 | 0 | 0 | 0 | 0 | 0 | 0 | 0 | 0 | 0 | 0 | 0 | 0 | 0 | 0 | 0 | 0 | 0 | 0 | 0 | 0 | 0 | 0 | 0 | 0 | 0 | 0 | 0 | 0 | 0 | 0 | 0 | 0 | 0 | 0 | 0 | 0 | 0 | 0 | 0 | 0 | 0 | 0 | 0 | 0 | 0 | 0
| Cap Ex | [9 empty] | 0 | 0 | 26034.9006 | 84867.7011 | 87362.8115 | 6669.5446 | 0 | 0 | 0 | 0 | 0 | 0 | 0 | 0 | 0 | 0 | 0 | 0 | 0 | 0 | 0 | 0 | 0 | 0 | 0 | 0 | 0 | 0 | 0 | 0 | 0 | 0 | 0 | 0 | 0 | 0 | 0 | 0 | 0 | 0 | 0 | 0 | 0 | 0 | 0 | 0 | 0 | 0 | 0 | 0 | 0 | 0 | 0 | 0 | 0 | 0
| AFUDC | 6.25% | [8 empty] | 0 | 0 | 813.5906 | 4330.1464 | 9982.984 | 6772.7158 | 0 | 0 | 0 | 0 | 0 | 0 | 0 | 0 | 0 | 0 | 0 | 0 | 0 | 0 | 0 | 0 | 0 | 0 | 0 | 0 | 0 | 0 | 0 | 0 | 0 | 0 | 0 | 0 | 0 | 0 | 0 | 0 | 0 | 0 | 0 | 0 | 0 | 0 | 0 | 0 | 0 | 0 | 0 | 0 | 0 | 0 | 0 | 0 | 0 | 0
| Ending balance | [9 empty] | 0 | 0 | 26848.4912 | 116046.3387 | 213392.1343 | 226834.3947 | 0 | 0 | 0 | 0 | 0 | 0 | 0 | 0 | 0 | 0 | 0 | 0 | 0 | 0 | 0 | 0 | 0 | 0 | 0 | 0 | 0 | 0 | 0 | 0 | 0 | 0 | 0 | 0 | 0 | 0 | 0 | 0 | 0 | 0 | 0 | 0 | 0 | 0 | 0 | 0 | 0 | 0 | 0 | 0 | 0 | 0 | 0 | 0 | 0 | 0
| In-Svc / Svc LIfe / Ins Rate |  |  | 226834.3947 | 19 | 0.03%
Return on Rate Base:
| Beginning NBV | [9 empty] | 0 | 0 | 0 | 0 | 0 | 226834.3947 | 220865.0685 | 208926.4161 | 196987.7638 | 185049.1114 | 173110.4591 | 161171.8067 | 149233.1544 | 137294.502 | 125355.8497 | 113417.1973 | 101478.545 | 89539.8926 | 77601.2403 | 65662.5879 | 53723.9356 | 41785.2832 | 29846.6309 | 17907.9785 | 5969.3262 | 0 | 0 | 0 | 0 | 0 | 0 | 0 | 0 | 0 | 0 | 0 | 0 | 0 | 0 | 0 | 0 | 0 | 0 | 0 | 0 | 0 | 0 | 0 | 0 | 0 | 0 | 0 | 0 | 0 | 0 | 0
| Depreciation | [9 empty] | 0 | 0 | 0 | 0 | 0 | 5969.3262 | 11938.6524 | 11938.6524 | 11938.6524 | 11938.6524 | 11938.6524 | 11938.6524 | 11938.6524 | 11938.6524 | 11938.6524 | 11938.6524 | 11938.6524 | 11938.6524 | 11938.6524 | 11938.6524 | 11938.6524 | 11938.6524 | 11938.6524 | 11938.6524 | 5969.3262 | 0 | 0 | 0 | 0 | 0 | 0 | 0 | 0 | 0 | 0 | 0 | 0 | 0 | 0 | 0 | 0 | 0 | 0 | 0 | 0 | 0 | 0 | 0 | 0 | 0 | 0 | 0 | 0 | 0 | 0 | 0
| Ending NBV | [8 empty] | 0 | 0 | 0 | 0 | 0 | 0 | 220865.0685 | 208926.4161 | 196987.7638 | 185049.1114 | 173110.4591 | 161171.8067 | 149233.1544 | 137294.502 | 125355.8497 | 113417.1973 | 101478.545 | 89539.8926 | 77601.2403 | 65662.5879 | 53723.9356 | 41785.2832 | 29846.6309 | 17907.9785 | 5969.3262 | 0 | 0 | 0 | 0 | 0 | 0 | 0 | 0 | 0 | 0 | 0 | 0 | 0 | 0 | 0 | 0 | 0 | 0 | 0 | 0 | 0 | 0 | 0 | 0 | 0 | 0 | 0 | 0 | 0 | 0 | 0 | 0
| Average NBV | [9 empty] | 0 | 0 | 0 | 0 | 0 | 111924.8658 | 214895.7423 | 202957.09 | 191018.4376 | 179079.7853 | 167141.1329 | 155202.4806 | 143263.8282 | 131325.1759 | 119386.5235 | 107447.8712 | 95509.2188 | 83570.5665 | 71631.9141 | 59693.2618 | 47754.6094 | 35815.9571 | 23877.3047 | 11938.6524 | 2984.6631 | 0 | 0 | 0 | 0 | 0 | 0 | 0 | 0 | 0 | 0 | 0 | 0 | 0 | 0 | 0 | 0 | 0 | 0 | 0 | 0 | 0 | 0 | 0 | 0 | 0 | 0 | 0 | 0 | 0 | 0 | 0
| RORB | [9 empty] | 0 | 0 | 0 | 0 | 0 | 7834.7406 | 15042.702 | 14206.9963 | 13371.2906 | 12535.585 | 11699.8793 | 10864.1736 | 10028.468 | 9192.7623 | 8357.0566 | 7521.351 | 6685.6453 | 5849.9397 | 5014.234 | 4178.5283 | 3342.8227 | 2507.117 | 1671.4113 | 835.7057 | 208.9264 | 0 | 0 | 0 | 0 | 0 | 0 | 0 | 0 | 0 | 0 | 0 | 0 | 0 | 0 | 0 | 0 | 0 | 0 | 0 | 0 | 0 | 0 | 0 | 0 | 0 | 0 | 0 | 0 | 0 | 0 | 0
| Insurable Value | [9 empty] | 0 | 0 | 0 | 0 | 0 | 113417.1973 | 226834.3947 | 226834.3947 | 226834.3947 | 226834.3947 | 226834.3947 | 226834.3947 | 226834.3947 | 226834.3947 | 226834.3947 | 226834.3947 | 226834.3947 | 226834.3947 | 226834.3947 | 226834.3947 | 226834.3947 | 226834.3947 | 226834.3947 | 226834.3947 | 113417.1973 | 0 | 0 | 0 | 0 | 0 | 0 | 0 | 0 | 0 | 0 | 0 | 0 | 0 | 0 | 0 | 0 | 0 | 0 | 0 | 0 | 0 | 0 | 0 | 0 | 0 | 0 | 0 | 0 | 0 | 0 | 0
| Insurance | [9 empty] | 0 | 0 | 0 | 0 | 0 | 34.0252 | 68.0503 | 68.0503 | 68.0503 | 68.0503 | 68.0503 | 68.0503 | 68.0503 | 68.0503 | 68.0503 | 68.0503 | 68.0503 | 68.0503 | 68.0503 | 68.0503 | 68.0503 | 68.0503 | 68.0503 | 68.0503 | 34.0252 | 0 | 0 | 0 | 0 | 0 | 0 | 0 | 0 | 0 | 0 | 0 | 0 | 0 | 0 | 0 | 0 | 0 | 0 | 0 | 0 | 0 | 0 | 0 | 0 | 0 | 0 | 0 | 0 | 0 | 0 | 0
| Fixed charges | [9 empty] | 0 | 0 | 0 | 0 | 0 | 13838.0919 | 27049.4046 | 26213.699 | 25377.9933 | 24542.2876 | 23706.582 | 22870.8763 | 22035.1706 | 21199.465 | 20363.7593 | 19528.0537 | 18692.348 | 17856.6423 | 17020.9367 | 16185.231 | 15349.5253 | 14513.8197 | 13678.114 | 12842.4083 | 6212.2778 | 0 | 0 | 0 | 0 | 0 | 0 | 0 | 0 | 0 | 0 | 0 | 0 | 0 | 0 | 0 | 0 | 0 | 0 | 0 | 0 | 0 | 0 | 0 | 0 | 0 | 0 | 0 | 0 | 0 | 0 | 0
5 | Island Pond |  |  |  |  | Hydro | 2017 | 267403.2918 | 191079.3617 |  | 0 | 0 | 0 | 0 | 0 | 3871.5292 | 23047.1926 | 22735.2221 | 22423.2516 | 22111.2811 | 21799.3106 | 21487.3401 | 21175.3696 | 20863.3991 | 20551.4285 | 20239.458 | 19927.4875 | 19615.517 | 19303.5465 | 18991.576 | 18679.6055 | 18367.635 | 18055.6645 | 17743.694 | 17431.7235 | 17119.753 | 16807.7825 | 16495.812 | 16183.8414 | 15871.8709 | 15559.9004 | 15247.9299 | 14935.9594 | 14623.9889 | 14312.0184 | 14000.0479 | 13688.0774 | 13376.1069 | 13064.1364 | 12752.1659 | 12440.1954 | 12128.2249 | 11816.2543 | 11504.2838 | 11192.3133 | 10880.3428 | 10568.3723 | 10256.4018 | 9944.4313 | 9632.4608 | 9320.4903 | 9008.5198 | 8696.5493 | 8384.5788 | 8072.6083 | 7760.6378
| Jan 2012 $ | 218845.406
| Annual Cap Ex % | 0.0295 | 0.2461 | 0.3288 | 0.3956 | 0
| Esc | 2.7%
| Constn Start | 2014 | 4
| Constn End | 2017 | 11
| Cum Esc Factor | [9 empty] | 1.0134 | 1.0408 | 1.0689 | 1.0977 | 1.1274 | 1.1578 | 1.1891 | 1.2212 | 1.2541 | 1.288 | 1.3228 | 1.3585 | 1.3952 | 1.4329 | 1.4715 | 1.5113 | 1.5521 | 1.594 | 1.637 | 1.6812 | 1.7266 | 1.7732 | 1.8211 | 1.8703 | 1.9208 | 1.9726 | 2.0259 | 2.0806 | 2.1368 | 2.1945 | 2.2537 | 2.3146 | 2.3771 | 2.4412 | 2.5071 | 2.5748 | 2.6444 | 2.7158 | 2.7891 | 2.8644 | 2.9417 | 3.0212 | 3.1027 | 3.1865 | 3.2725 | 3.3609 | 3.4516 | 3.5448 | 3.6405 | 3.7388 | 3.8398 | 3.9435 | 4.0499 | 4.1593 | 4.2716 | 4.3869
Asset In-Svc:
| Opening balance | [9 empty] | 0 | 0 | 0 | 7062.3118 | 68472.7751 | 156408.9218 | 0 | 0 | 0 | 0 | 0 | 0 | 0 | 0 | 0 | 0 | 0 | 0 | 0 | 0 | 0 | 0 | 0 | 0 | 0 | 0 | 0 | 0 | 0 | 0 | 0 | 0 | 0 | 0 | 0 | 0 | 0 | 0 | 0 | 0 | 0 | 0 | 0 | 0 | 0 | 0 | 0 | 0 | 0 | 0 | 0 | 0 | 0 | 0 | 0 | 0
| Cap Ex | [9 empty] | 0 | 0 | 6900.5794 | 59121.5213 | 81121.5499 | 100237.7148 | 0 | 0 | 0 | 0 | 0 | 0 | 0 | 0 | 0 | 0 | 0 | 0 | 0 | 0 | 0 | 0 | 0 | 0 | 0 | 0 | 0 | 0 | 0 | 0 | 0 | 0 | 0 | 0 | 0 | 0 | 0 | 0 | 0 | 0 | 0 | 0 | 0 | 0 | 0 | 0 | 0 | 0 | 0 | 0 | 0 | 0 | 0 | 0 | 0 | 0
| AFUDC | 6.25% | [8 empty] | 0 | 0 | 161.7323 | 2288.942 | 6814.5969 | 10756.6552 | 0 | 0 | 0 | 0 | 0 | 0 | 0 | 0 | 0 | 0 | 0 | 0 | 0 | 0 | 0 | 0 | 0 | 0 | 0 | 0 | 0 | 0 | 0 | 0 | 0 | 0 | 0 | 0 | 0 | 0 | 0 | 0 | 0 | 0 | 0 | 0 | 0 | 0 | 0 | 0 | 0 | 0 | 0 | 0 | 0 | 0 | 0 | 0 | 0 | 0
| Ending balance | [9 empty] | 0 | 0 | 7062.3118 | 68472.7751 | 156408.9218 | 267403.2918 | 0 | 0 | 0 | 0 | 0 | 0 | 0 | 0 | 0 | 0 | 0 | 0 | 0 | 0 | 0 | 0 | 0 | 0 | 0 | 0 | 0 | 0 | 0 | 0 | 0 | 0 | 0 | 0 | 0 | 0 | 0 | 0 | 0 | 0 | 0 | 0 | 0 | 0 | 0 | 0 | 0 | 0 | 0 | 0 | 0 | 0 | 0 | 0 | 0 | 0
| In-Svc / Svc LIfe / Ins Rate |  |  | 267403.2918 | 60 | 0.03%
Return on Rate Base:
| Beginning NBV | [9 empty] | 0 | 0 | 0 | 0 | 0 | 267403.2918 | 266660.5048 | 262203.7833 | 257747.0618 | 253290.3402 | 248833.6187 | 244376.8972 | 239920.1757 | 235463.4541 | 231006.7326 | 226550.0111 | 222093.2895 | 217636.568 | 213179.8465 | 208723.125 | 204266.4034 | 199809.6819 | 195352.9604 | 190896.2388 | 186439.5173 | 181982.7958 | 177526.0742 | 173069.3527 | 168612.6312 | 164155.9097 | 159699.1881 | 155242.4666 | 150785.7451 | 146329.0235 | 141872.302 | 137415.5805 | 132958.859 | 128502.1374 | 124045.4159 | 119588.6944 | 115131.9728 | 110675.2513 | 106218.5298 | 101761.8083 | 97305.0867 | 92848.3652 | 88391.6437 | 83934.9221 | 79478.2006 | 75021.4791 | 70564.7575 | 66108.036 | 61651.3145 | 57194.593 | 52737.8714 | 48281.1499
| Depreciation | [9 empty] | 0 | 0 | 0 | 0 | 0 | 742.7869 | 4456.7215 | 4456.7215 | 4456.7215 | 4456.7215 | 4456.7215 | 4456.7215 | 4456.7215 | 4456.7215 | 4456.7215 | 4456.7215 | 4456.7215 | 4456.7215 | 4456.7215 | 4456.7215 | 4456.7215 | 4456.7215 | 4456.7215 | 4456.7215 | 4456.7215 | 4456.7215 | 4456.7215 | 4456.7215 | 4456.7215 | 4456.7215 | 4456.7215 | 4456.7215 | 4456.7215 | 4456.7215 | 4456.7215 | 4456.7215 | 4456.7215 | 4456.7215 | 4456.7215 | 4456.7215 | 4456.7215 | 4456.7215 | 4456.7215 | 4456.7215 | 4456.7215 | 4456.7215 | 4456.7215 | 4456.7215 | 4456.7215 | 4456.7215 | 4456.7215 | 4456.7215 | 4456.7215 | 4456.7215 | 4456.7215 | 4456.7215
| Ending NBV | [8 empty] | 0 | 0 | 0 | 0 | 0 | 0 | 266660.5048 | 262203.7833 | 257747.0618 | 253290.3402 | 248833.6187 | 244376.8972 | 239920.1757 | 235463.4541 | 231006.7326 | 226550.0111 | 222093.2895 | 217636.568 | 213179.8465 | 208723.125 | 204266.4034 | 199809.6819 | 195352.9604 | 190896.2388 | 186439.5173 | 181982.7958 | 177526.0742 | 173069.3527 | 168612.6312 | 164155.9097 | 159699.1881 | 155242.4666 | 150785.7451 | 146329.0235 | 141872.302 | 137415.5805 | 132958.859 | 128502.1374 | 124045.4159 | 119588.6944 | 115131.9728 | 110675.2513 | 106218.5298 | 101761.8083 | 97305.0867 | 92848.3652 | 88391.6437 | 83934.9221 | 79478.2006 | 75021.4791 | 70564.7575 | 66108.036 | 61651.3145 | 57194.593 | 52737.8714 | 48281.1499 | 43824.4284
| Average NBV | [9 empty] | 0 | 0 | 0 | 0 | 0 | 44505.3164 | 264432.1441 | 259975.4225 | 255518.701 | 251061.9795 | 246605.258 | 242148.5364 | 237691.8149 | 233235.0934 | 228778.3718 | 224321.6503 | 219864.9288 | 215408.2072 | 210951.4857 | 206494.7642 | 202038.0427 | 197581.3211 | 193124.5996 | 188667.8781 | 184211.1565 | 179754.435 | 175297.7135 | 170840.992 | 166384.2704 | 161927.5489 | 157470.8274 | 153014.1058 | 148557.3843 | 144100.6628 | 139643.9412 | 135187.2197 | 130730.4982 | 126273.7767 | 121817.0551 | 117360.3336 | 112903.6121 | 108446.8905 | 103990.169 | 99533.4475 | 95076.726 | 90620.0044 | 86163.2829 | 81706.5614 | 77249.8398 | 72793.1183 | 68336.3968 | 63879.6753 | 59422.9537 | 54966.2322 | 50509.5107 | 46052.7891
| RORB | [9 empty] | 0 | 0 | 0 | 0 | 0 | 3115.3721 | 18510.2501 | 18198.2796 | 17886.3091 | 17574.3386 | 17262.3681 | 16950.3975 | 16638.427 | 16326.4565 | 16014.486 | 15702.5155 | 15390.545 | 15078.5745 | 14766.604 | 14454.6335 | 14142.663 | 13830.6925 | 13518.722 | 13206.7515 | 12894.781 | 12582.8105 | 12270.8399 | 11958.8694 | 11646.8989 | 11334.9284 | 11022.9579 | 10710.9874 | 10399.0169 | 10087.0464 | 9775.0759 | 9463.1054 | 9151.1349 | 8839.1644 | 8527.1939 | 8215.2234 | 7903.2528 | 7591.2823 | 7279.3118 | 6967.3413 | 6655.3708 | 6343.4003 | 6031.4298 | 5719.4593 | 5407.4888 | 5095.5183 | 4783.5478 | 4471.5773 | 4159.6068 | 3847.6363 | 3535.6657 | 3223.6952
| Insurable Value | [9 empty] | 0 | 0 | 0 | 0 | 0 | 44567.2153 | 267403.2918 | 267403.2918 | 267403.2918 | 267403.2918 | 267403.2918 | 267403.2918 | 267403.2918 | 267403.2918 | 267403.2918 | 267403.2918 | 267403.2918 | 267403.2918 | 267403.2918 | 267403.2918 | 267403.2918 | 267403.2918 | 267403.2918 | 267403.2918 | 267403.2918 | 267403.2918 | 267403.2918 | 267403.2918 | 267403.2918 | 267403.2918 | 267403.2918 | 267403.2918 | 267403.2918 | 267403.2918 | 267403.2918 | 267403.2918 | 267403.2918 | 267403.2918 | 267403.2918 | 267403.2918 | 267403.2918 | 267403.2918 | 267403.2918 | 267403.2918 | 267403.2918 | 267403.2918 | 267403.2918 | 267403.2918 | 267403.2918 | 267403.2918 | 267403.2918 | 267403.2918 | 267403.2918 | 267403.2918 | 267403.2918 | 267403.2918
| Insurance | [9 empty] | 0 | 0 | 0 | 0 | 0 | 13.3702 | 80.221 | 80.221 | 80.221 | 80.221 | 80.221 | 80.221 | 80.221 | 80.221 | 80.221 | 80.221 | 80.221 | 80.221 | 80.221 | 80.221 | 80.221 | 80.221 | 80.221 | 80.221 | 80.221 | 80.221 | 80.221 | 80.221 | 80.221 | 80.221 | 80.221 | 80.221 | 80.221 | 80.221 | 80.221 | 80.221 | 80.221 | 80.221 | 80.221 | 80.221 | 80.221 | 80.221 | 80.221 | 80.221 | 80.221 | 80.221 | 80.221 | 80.221 | 80.221 | 80.221 | 80.221 | 80.221 | 80.221 | 80.221 | 80.221 | 80.221
| Fixed charges | [9 empty] | 0 | 0 | 0 | 0 | 0 | 3871.5292 | 23047.1926 | 22735.2221 | 22423.2516 | 22111.2811 | 21799.3106 | 21487.3401 | 21175.3696 | 20863.3991 | 20551.4285 | 20239.458 | 19927.4875 | 19615.517 | 19303.5465 | 18991.576 | 18679.6055 | 18367.635 | 18055.6645 | 17743.694 | 17431.7235 | 17119.753 | 16807.7825 | 16495.812 | 16183.8414 | 15871.8709 | 15559.9004 | 15247.9299 | 14935.9594 | 14623.9889 | 14312.0184 | 14000.0479 | 13688.0774 | 13376.1069 | 13064.1364 | 12752.1659 | 12440.1954 | 12128.2249 | 11816.2543 | 11504.2838 | 11192.3133 | 10880.3428 | 10568.3723 | 10256.4018 | 9944.4313 | 9632.4608 | 9320.4903 | 9008.5198 | 8696.5493 | 8384.5788 | 8072.6083 | 7760.6378
6 | Holyrood Refurbishment1 |  |  |  |  | HRD | 2017 | 234933.233 | 165819.4751 |  | 0 | 0 | 0 | 0 | 0 | 2403.7207 | 28375.8129 | 27510.2694 | 26644.7259 | 25779.1824 | 24913.639 | 24048.0955 | 23182.552 | 22317.0085 | 21451.465 | 20585.9215 | 19720.378 | 18854.8345 | 17989.291 | 17123.7475 | 16258.2041 | 15392.6606 | 14527.1171 | 13661.5736 | 11795.8122 | 0 | 0 | 0 | 0 | 0 | 0 | 0 | 0 | 0 | 0 | 0 | 0 | 0 | 0 | 0 | 0 | 0 | 0 | 0 | 0 | 0 | 0 | 0 | 0 | 0 | 0 | 0 | 0 | 0 | 0 | 0
| Jan 2012 $ | 212880.6
| Annual Cap Ex % | 0.0278 | 0.2222 | 0.25 | 0.2778 | 0.2222
| Esc | 2.52%
| Constn Start | 2013 | 1
| Constn End | 2017 | 12
| Cum Esc Factor | [9 empty] | 1.0125 | 1.038 | 1.0642 | 1.091 | 1.1185 | 1.1467 | 1.1756 | 1.2052 | 1.2356 | 1.2667 | 1.2986 | 1.3314 | 1.3649 | 1.3993 | 1.4346 | 1.4707 | 1.5078 | 1.5458 | 1.5847 | 1.6247 | 1.6656 | 1.7076 | 1.7506 | 1.7947 | 1.84 | 1.8863 | 1.9339 | 1.9826 | 2.0326 | 2.0838 | 2.1363 | 2.1901 | 2.2453 | 2.3019 | 2.3599 | 2.4194 | 2.4804 | 2.5429 | 2.6069 | 2.6726 | 2.74 | 2.809 | 2.8798 | 2.9524 | 3.0268 | 3.1031 | 3.1813 | 3.2614 | 3.3436 | 3.4279 | 3.5143 | 3.6028 | 3.6936 | 3.7867 | 3.8821 | 3.9799
Asset In-Svc:
| Opening balance | [9 empty] | 0 | 0 | 6143.1876 | 56481.8457 | 114545.7434 | 180692.2657 | 0 | 0 | 0 | 0 | 0 | 0 | 0 | 0 | 0 | 0 | 0 | 0 | 0 | 0 | 0 | 0 | 0 | 0 | 0 | 0 | 0 | 0 | 0 | 0 | 0 | 0 | 0 | 0 | 0 | 0 | 0 | 0 | 0 | 0 | 0 | 0 | 0 | 0 | 0 | 0 | 0 | 0 | 0 | 0 | 0 | 0 | 0 | 0 | 0 | 0
| Cap Ex | [9 empty] | 0 | 6143.1876 | 50338.6581 | 58063.8977 | 66146.5223 | 54240.9674 | 0 | 0 | 0 | 0 | 0 | 0 | 0 | 0 | 0 | 0 | 0 | 0 | 0 | 0 | 0 | 0 | 0 | 0 | 0 | 0 | 0 | 0 | 0 | 0 | 0 | 0 | 0 | 0 | 0 | 0 | 0 | 0 | 0 | 0 | 0 | 0 | 0 | 0 | 0 | 0 | 0 | 0 | 0 | 0 | 0 | 0 | 0 | 0 | 0 | 0
| AFUDC | 0% | [8 empty] | 0 | 0 | 0 | 0 | 0 | 0 | 0 | 0 | 0 | 0 | 0 | 0 | 0 | 0 | 0 | 0 | 0 | 0 | 0 | 0 | 0 | 0 | 0 | 0 | 0 | 0 | 0 | 0 | 0 | 0 | 0 | 0 | 0 | 0 | 0 | 0 | 0 | 0 | 0 | 0 | 0 | 0 | 0 | 0 | 0 | 0 | 0 | 0 | 0 | 0 | 0 | 0 | 0 | 0 | 0 | 0
| Ending balance | [9 empty] | 0 | 6143.1876 | 56481.8457 | 114545.7434 | 180692.2657 | 234933.233 | 0 | 0 | 0 | 0 | 0 | 0 | 0 | 0 | 0 | 0 | 0 | 0 | 0 | 0 | 0 | 0 | 0 | 0 | 0 | 0 | 0 | 0 | 0 | 0 | 0 | 0 | 0 | 0 | 0 | 0 | 0 | 0 | 0 | 0 | 0 | 0 | 0 | 0 | 0 | 0 | 0 | 0 | 0 | 0 | 0 | 0 | 0 | 0 | 0 | 0
| In-Svc / Svc LIfe / Ins Rate |  |  | 234933.233 | 19 | 0.03%
Return on Rate Base:
| Beginning NBV | [9 empty] | 0 | 0 | 0 | 0 | 0 | 234933.233 | 233902.8241 | 221537.9171 | 209173.0101 | 196808.1031 | 184443.1961 | 172078.2891 | 159713.3821 | 147348.4751 | 134983.5681 | 122618.6611 | 110253.7541 | 97888.8471 | 85523.9401 | 73159.0331 | 60794.1261 | 48429.2191 | 36064.3121 | 23699.4051 | 11334.4981 | 0 | 0 | 0 | 0 | 0 | 0 | 0 | 0 | 0 | 0 | 0 | 0 | 0 | 0 | 0 | 0 | 0 | 0 | 0 | 0 | 0 | 0 | 0 | 0 | 0 | 0 | 0 | 0 | 0 | 0 | 0
| Depreciation | [9 empty] | 0 | 0 | 0 | 0 | 0 | 1030.4089 | 12364.907 | 12364.907 | 12364.907 | 12364.907 | 12364.907 | 12364.907 | 12364.907 | 12364.907 | 12364.907 | 12364.907 | 12364.907 | 12364.907 | 12364.907 | 12364.907 | 12364.907 | 12364.907 | 12364.907 | 12364.907 | 11334.4981 | 0 | 0 | 0 | 0 | 0 | 0 | 0 | 0 | 0 | 0 | 0 | 0 | 0 | 0 | 0 | 0 | 0 | 0 | 0 | 0 | 0 | 0 | 0 | 0 | 0 | 0 | 0 | 0 | 0 | 0 | 0
| Ending NBV | [8 empty] | 0 | 0 | 0 | 0 | 0 | 0 | 233902.8241 | 221537.9171 | 209173.0101 | 196808.1031 | 184443.1961 | 172078.2891 | 159713.3821 | 147348.4751 | 134983.5681 | 122618.6611 | 110253.7541 | 97888.8471 | 85523.9401 | 73159.0331 | 60794.1261 | 48429.2191 | 36064.3121 | 23699.4051 | 11334.4981 | 0 | 0 | 0 | 0 | 0 | 0 | 0 | 0 | 0 | 0 | 0 | 0 | 0 | 0 | 0 | 0 | 0 | 0 | 0 | 0 | 0 | 0 | 0 | 0 | 0 | 0 | 0 | 0 | 0 | 0 | 0 | 0
| Average NBV | [9 empty] | 0 | 0 | 0 | 0 | 0 | 19534.8357 | 227720.3706 | 215355.4636 | 202990.5566 | 190625.6496 | 178260.7426 | 165895.8356 | 153530.9286 | 141166.0216 | 128801.1146 | 116436.2076 | 104071.3006 | 91706.3936 | 79341.4866 | 66976.5796 | 54611.6726 | 42246.7656 | 29881.8586 | 17516.9516 | 5667.249 | 0 | 0 | 0 | 0 | 0 | 0 | 0 | 0 | 0 | 0 | 0 | 0 | 0 | 0 | 0 | 0 | 0 | 0 | 0 | 0 | 0 | 0 | 0 | 0 | 0 | 0 | 0 | 0 | 0 | 0 | 0
| RORB | [9 empty] | 0 | 0 | 0 | 0 | 0 | 1367.4385 | 15940.4259 | 15074.8825 | 14209.339 | 13343.7955 | 12478.252 | 11612.7085 | 10747.165 | 9881.6215 | 9016.078 | 8150.5345 | 7284.991 | 6419.4476 | 5553.9041 | 4688.3606 | 3822.8171 | 2957.2736 | 2091.7301 | 1226.1866 | 396.7074 | 0 | 0 | 0 | 0 | 0 | 0 | 0 | 0 | 0 | 0 | 0 | 0 | 0 | 0 | 0 | 0 | 0 | 0 | 0 | 0 | 0 | 0 | 0 | 0 | 0 | 0 | 0 | 0 | 0 | 0 | 0
| Insurable Value | [9 empty] | 0 | 0 | 0 | 0 | 0 | 19577.7694 | 234933.233 | 234933.233 | 234933.233 | 234933.233 | 234933.233 | 234933.233 | 234933.233 | 234933.233 | 234933.233 | 234933.233 | 234933.233 | 234933.233 | 234933.233 | 234933.233 | 234933.233 | 234933.233 | 234933.233 | 234933.233 | 215355.4636 | 0 | 0 | 0 | 0 | 0 | 0 | 0 | 0 | 0 | 0 | 0 | 0 | 0 | 0 | 0 | 0 | 0 | 0 | 0 | 0 | 0 | 0 | 0 | 0 | 0 | 0 | 0 | 0 | 0 | 0 | 0
| Insurance | [9 empty] | 0 | 0 | 0 | 0 | 0 | 5.8733 | 70.48 | 70.48 | 70.48 | 70.48 | 70.48 | 70.48 | 70.48 | 70.48 | 70.48 | 70.48 | 70.48 | 70.48 | 70.48 | 70.48 | 70.48 | 70.48 | 70.48 | 70.48 | 64.6066 | 0 | 0 | 0 | 0 | 0 | 0 | 0 | 0 | 0 | 0 | 0 | 0 | 0 | 0 | 0 | 0 | 0 | 0 | 0 | 0 | 0 | 0 | 0 | 0 | 0 | 0 | 0 | 0 | 0 | 0 | 0
| Fixed charges | [9 empty] | 0 | 0 | 0 | 0 | 0 | 2403.7207 | 28375.8129 | 27510.2694 | 26644.7259 | 25779.1824 | 24913.639 | 24048.0955 | 23182.552 | 22317.0085 | 21451.465 | 20585.9215 | 19720.378 | 18854.8345 | 17989.291 | 17123.7475 | 16258.2041 | 15392.6606 | 14527.1171 | 13661.5736 | 11795.8122 | 0 | 0 | 0 | 0 | 0 | 0 | 0 | 0 | 0 | 0 | 0 | 0 | 0 | 0 | 0 | 0 | 0 | 0 | 0 | 0 | 0 | 0 | 0 | 0 | 0 | 0 | 0 | 0 | 0 | 0 | 0
7 | Holyrood Low Nox Burners |  |  |  |  | HRD | 2017 | 21836.3829 | 15412.4536 |  | 0 | 0 | 0 | 0 | 0 | 223.4191 | 2637.452 | 2557.0021 | 2476.5523 | 2396.1025 | 2315.6526 | 2235.2028 | 2154.753 | 2074.3031 | 1993.8533 | 1913.4035 | 1832.9536 | 1752.5038 | 1672.054 | 1591.6041 | 1511.1543 | 1430.7045 | 1350.2547 | 1269.8048 | 1096.3875 | 0 | 0 | 0 | 0 | 0 | 0 | 0 | 0 | 0 | 0 | 0 | 0 | 0 | 0 | 0 | 0 | 0 | 0 | 0 | 0 | 0 | 0 | 0 | 0 | 0 | 0 | 0 | 0 | 0 | 0 | 0
| Jan 2012 $ | 19471.2
| Annual Cap Ex % | 0.291 | 0.32 | 0.389 | 0 | 0
| Esc | 2.52%
| Constn Start | 2015 | 1
| Constn End | 2017 | 12
| Cum Esc Factor | [9 empty] | 1.0125 | 1.038 | 1.0642 | 1.091 | 1.1185 | 1.1467 | 1.1756 | 1.2052 | 1.2356 | 1.2667 | 1.2986 | 1.3314 | 1.3649 | 1.3993 | 1.4346 | 1.4707 | 1.5078 | 1.5458 | 1.5847 | 1.6247 | 1.6656 | 1.7076 | 1.7506 | 1.7947 | 1.84 | 1.8863 | 1.9339 | 1.9826 | 2.0326 | 2.0838 | 2.1363 | 2.1901 | 2.2453 | 2.3019 | 2.3599 | 2.4194 | 2.4804 | 2.5429 | 2.6069 | 2.6726 | 2.74 | 2.809 | 2.8798 | 2.9524 | 3.0268 | 3.1031 | 3.1813 | 3.2614 | 3.3436 | 3.4279 | 3.5143 | 3.6028 | 3.6936 | 3.7867 | 3.8821 | 3.9799
Asset In-Svc:
| Opening balance | [9 empty] | 0 | 0 | 0 | 0 | 6181.8121 | 13150.9873 | 0 | 0 | 0 | 0 | 0 | 0 | 0 | 0 | 0 | 0 | 0 | 0 | 0 | 0 | 0 | 0 | 0 | 0 | 0 | 0 | 0 | 0 | 0 | 0 | 0 | 0 | 0 | 0 | 0 | 0 | 0 | 0 | 0 | 0 | 0 | 0 | 0 | 0 | 0 | 0 | 0 | 0 | 0 | 0 | 0 | 0 | 0 | 0 | 0 | 0
| Cap Ex | [9 empty] | 0 | 0 | 0 | 6181.8121 | 6969.1752 | 8685.3956 | 0 | 0 | 0 | 0 | 0 | 0 | 0 | 0 | 0 | 0 | 0 | 0 | 0 | 0 | 0 | 0 | 0 | 0 | 0 | 0 | 0 | 0 | 0 | 0 | 0 | 0 | 0 | 0 | 0 | 0 | 0 | 0 | 0 | 0 | 0 | 0 | 0 | 0 | 0 | 0 | 0 | 0 | 0 | 0 | 0 | 0 | 0 | 0 | 0 | 0
| AFUDC | 0% | [8 empty] | 0 | 0 | 0 | 0 | 0 | 0 | 0 | 0 | 0 | 0 | 0 | 0 | 0 | 0 | 0 | 0 | 0 | 0 | 0 | 0 | 0 | 0 | 0 | 0 | 0 | 0 | 0 | 0 | 0 | 0 | 0 | 0 | 0 | 0 | 0 | 0 | 0 | 0 | 0 | 0 | 0 | 0 | 0 | 0 | 0 | 0 | 0 | 0 | 0 | 0 | 0 | 0 | 0 | 0 | 0 | 0
| Ending balance | [9 empty] | 0 | 0 | 0 | 6181.8121 | 13150.9873 | 21836.3829 | 0 | 0 | 0 | 0 | 0 | 0 | 0 | 0 | 0 | 0 | 0 | 0 | 0 | 0 | 0 | 0 | 0 | 0 | 0 | 0 | 0 | 0 | 0 | 0 | 0 | 0 | 0 | 0 | 0 | 0 | 0 | 0 | 0 | 0 | 0 | 0 | 0 | 0 | 0 | 0 | 0 | 0 | 0 | 0 | 0 | 0 | 0 | 0 | 0 | 0
| In-Svc / Svc LIfe / Ins Rate |  |  | 21836.3829 | 19 | 0.03%
Return on Rate Base:
| Beginning NBV | [9 empty] | 0 | 0 | 0 | 0 | 0 | 21836.3829 | 21740.6093 | 20591.326 | 19442.0427 | 18292.7594 | 17143.4761 | 15994.1928 | 14844.9094 | 13695.6261 | 12546.3428 | 11397.0595 | 10247.7762 | 9098.4929 | 7949.2096 | 6799.9263 | 5650.6429 | 4501.3596 | 3352.0763 | 2202.793 | 1053.5097 | 0 | 0 | 0 | 0 | 0 | 0 | 0 | 0 | 0 | 0 | 0 | 0 | 0 | 0 | 0 | 0 | 0 | 0 | 0 | 0 | 0 | 0 | 0 | 0 | 0 | 0 | 0 | 0 | 0 | 0 | 0
| Depreciation | [9 empty] | 0 | 0 | 0 | 0 | 0 | 95.7736 | 1149.2833 | 1149.2833 | 1149.2833 | 1149.2833 | 1149.2833 | 1149.2833 | 1149.2833 | 1149.2833 | 1149.2833 | 1149.2833 | 1149.2833 | 1149.2833 | 1149.2833 | 1149.2833 | 1149.2833 | 1149.2833 | 1149.2833 | 1149.2833 | 1053.5097 | 0 | 0 | 0 | 0 | 0 | 0 | 0 | 0 | 0 | 0 | 0 | 0 | 0 | 0 | 0 | 0 | 0 | 0 | 0 | 0 | 0 | 0 | 0 | 0 | 0 | 0 | 0 | 0 | 0 | 0 | 0
| Ending NBV | [8 empty] | 0 | 0 | 0 | 0 | 0 | 0 | 21740.6093 | 20591.326 | 19442.0427 | 18292.7594 | 17143.4761 | 15994.1928 | 14844.9094 | 13695.6261 | 12546.3428 | 11397.0595 | 10247.7762 | 9098.4929 | 7949.2096 | 6799.9263 | 5650.6429 | 4501.3596 | 3352.0763 | 2202.793 | 1053.5097 | 0 | 0 | 0 | 0 | 0 | 0 | 0 | 0 | 0 | 0 | 0 | 0 | 0 | 0 | 0 | 0 | 0 | 0 | 0 | 0 | 0 | 0 | 0 | 0 | 0 | 0 | 0 | 0 | 0 | 0 | 0 | 0
| Average NBV | [9 empty] | 0 | 0 | 0 | 0 | 0 | 1815.708 | 21165.9677 | 20016.6843 | 18867.401 | 17718.1177 | 16568.8344 | 15419.5511 | 14270.2678 | 13120.9845 | 11971.7012 | 10822.4179 | 9673.1345 | 8523.8512 | 7374.5679 | 6225.2846 | 5076.0013 | 3926.718 | 2777.4347 | 1628.1514 | 526.7549 | 0 | 0 | 0 | 0 | 0 | 0 | 0 | 0 | 0 | 0 | 0 | 0 | 0 | 0 | 0 | 0 | 0 | 0 | 0 | 0 | 0 | 0 | 0 | 0 | 0 | 0 | 0 | 0 | 0 | 0 | 0
| RORB | [9 empty] | 0 | 0 | 0 | 0 | 0 | 127.0996 | 1481.6177 | 1401.1679 | 1320.7181 | 1240.2682 | 1159.8184 | 1079.3686 | 998.9187 | 918.4689 | 838.0191 | 757.5692 | 677.1194 | 596.6696 | 516.2198 | 435.7699 | 355.3201 | 274.8703 | 194.4204 | 113.9706 | 36.8728 | 0 | 0 | 0 | 0 | 0 | 0 | 0 | 0 | 0 | 0 | 0 | 0 | 0 | 0 | 0 | 0 | 0 | 0 | 0 | 0 | 0 | 0 | 0 | 0 | 0 | 0 | 0 | 0 | 0 | 0 | 0
| Insurable Value | [9 empty] | 0 | 0 | 0 | 0 | 0 | 1819.6986 | 21836.3829 | 21836.3829 | 21836.3829 | 21836.3829 | 21836.3829 | 21836.3829 | 21836.3829 | 21836.3829 | 21836.3829 | 21836.3829 | 21836.3829 | 21836.3829 | 21836.3829 | 21836.3829 | 21836.3829 | 21836.3829 | 21836.3829 | 21836.3829 | 20016.6843 | 0 | 0 | 0 | 0 | 0 | 0 | 0 | 0 | 0 | 0 | 0 | 0 | 0 | 0 | 0 | 0 | 0 | 0 | 0 | 0 | 0 | 0 | 0 | 0 | 0 | 0 | 0 | 0 | 0 | 0 | 0
| Insurance | [9 empty] | 0 | 0 | 0 | 0 | 0 | 0.54591 | 6.5509 | 6.5509 | 6.5509 | 6.5509 | 6.5509 | 6.5509 | 6.5509 | 6.5509 | 6.5509 | 6.5509 | 6.5509 | 6.5509 | 6.5509 | 6.5509 | 6.5509 | 6.5509 | 6.5509 | 6.5509 | 6.005 | 0 | 0 | 0 | 0 | 0 | 0 | 0 | 0 | 0 | 0 | 0 | 0 | 0 | 0 | 0 | 0 | 0 | 0 | 0 | 0 | 0 | 0 | 0 | 0 | 0 | 0 | 0 | 0 | 0 | 0 | 0
| Fixed charges | [9 empty] | 0 | 0 | 0 | 0 | 0 | 223.4191 | 2637.452 | 2557.0021 | 2476.5523 | 2396.1025 | 2315.6526 | 2235.2028 | 2154.753 | 2074.3031 | 1993.8533 | 1913.4035 | 1832.9536 | 1752.5038 | 1672.054 | 1591.6041 | 1511.1543 | 1430.7045 | 1350.2547 | 1269.8048 | 1096.3875 | 0 | 0 | 0 | 0 | 0 | 0 | 0 | 0 | 0 | 0 | 0 | 0 | 0 | 0 | 0 | 0 | 0 | 0 | 0 | 0 | 0 | 0 | 0 | 0 | 0 | 0 | 0 | 0 | 0 | 0 | 0
8 | PORTLAND CREEK |  |  |  |  | Hydro | 2019 | 147889.2155 | 91567.9106 |  | 0 | 0 | 0 | 0 | 0 | 0 | 0 | 1071.1869 | 12760.7853 | 12588.2479 | 12415.7104 | 12243.173 | 12070.6356 | 11898.0982 | 11725.5608 | 11553.0234 | 11380.4859 | 11207.9485 | 11035.4111 | 10862.8737 | 10690.3363 | 10517.7988 | 10345.2614 | 10172.724 | 10000.1866 | 9827.6492 | 9655.1118 | 9482.5743 | 9310.0369 | 9137.4995 | 8964.9621 | 8792.4247 | 8619.8872 | 8447.3498 | 8274.8124 | 8102.275 | 7929.7376 | 7757.2002 | 7584.6627 | 7412.1253 | 7239.5879 | 7067.0505 | 6894.5131 | 6721.9756 | 6549.4382 | 6376.9008 | 6204.3634 | 6031.826 | 5859.2886 | 5686.7511 | 5514.2137 | 5341.6763 | 5169.1389 | 4996.6015 | 4824.064 | 4651.5266
| Jan 2012 $ | 116559.445
| Annual Cap Ex % | 0.0432 | 0.222 | 0.7348 | 0 | 0
| Esc | 2.7%
| Constn Start | 2017 | 1
| Constn End | 2019 | 12
| Cum Esc Factor | [9 empty] | 1.0134 | 1.0408 | 1.0689 | 1.0977 | 1.1274 | 1.1578 | 1.1891 | 1.2212 | 1.2541 | 1.288 | 1.3228 | 1.3585 | 1.3952 | 1.4329 | 1.4715 | 1.5113 | 1.5521 | 1.594 | 1.637 | 1.6812 | 1.7266 | 1.7732 | 1.8211 | 1.8703 | 1.9208 | 1.9726 | 2.0259 | 2.0806 | 2.1368 | 2.1945 | 2.2537 | 2.3146 | 2.3771 | 2.4412 | 2.5071 | 2.5748 | 2.6444 | 2.7158 | 2.7891 | 2.8644 | 2.9417 | 3.0212 | 3.1027 | 3.1865 | 3.2725 | 3.3609 | 3.4516 | 3.5448 | 3.6405 | 3.7388 | 3.8398 | 3.9435 | 4.0499 | 4.1593 | 4.2716 | 4.3869
Asset In-Svc:
| Opening balance | [9 empty] | 0 | 0 | 0 | 0 | 0 | 0 | 6012.1889 | 38118.1128 | 0 | 0 | 0 | 0 | 0 | 0 | 0 | 0 | 0 | 0 | 0 | 0 | 0 | 0 | 0 | 0 | 0 | 0 | 0 | 0 | 0 | 0 | 0 | 0 | 0 | 0 | 0 | 0 | 0 | 0 | 0 | 0 | 0 | 0 | 0 | 0 | 0 | 0 | 0 | 0 | 0 | 0 | 0 | 0 | 0 | 0 | 0 | 0
| Cap Ex | [9 empty] | 0 | 0 | 0 | 0 | 0 | 5830.0014 | 30768.642 | 104591.1518 | 0 | 0 | 0 | 0 | 0 | 0 | 0 | 0 | 0 | 0 | 0 | 0 | 0 | 0 | 0 | 0 | 0 | 0 | 0 | 0 | 0 | 0 | 0 | 0 | 0 | 0 | 0 | 0 | 0 | 0 | 0 | 0 | 0 | 0 | 0 | 0 | 0 | 0 | 0 | 0 | 0 | 0 | 0 | 0 | 0 | 0 | 0 | 0
| AFUDC | 6.25% | [8 empty] | 0 | 0 | 0 | 0 | 0 | 182.1875 | 1337.2819 | 5179.9509 | 0 | 0 | 0 | 0 | 0 | 0 | 0 | 0 | 0 | 0 | 0 | 0 | 0 | 0 | 0 | 0 | 0 | 0 | 0 | 0 | 0 | 0 | 0 | 0 | 0 | 0 | 0 | 0 | 0 | 0 | 0 | 0 | 0 | 0 | 0 | 0 | 0 | 0 | 0 | 0 | 0 | 0 | 0 | 0 | 0 | 0 | 0 | 0
| Ending balance | [9 empty] | 0 | 0 | 0 | 0 | 0 | 6012.1889 | 38118.1128 | 147889.2155 | 0 | 0 | 0 | 0 | 0 | 0 | 0 | 0 | 0 | 0 | 0 | 0 | 0 | 0 | 0 | 0 | 0 | 0 | 0 | 0 | 0 | 0 | 0 | 0 | 0 | 0 | 0 | 0 | 0 | 0 | 0 | 0 | 0 | 0 | 0 | 0 | 0 | 0 | 0 | 0 | 0 | 0 | 0 | 0 | 0 | 0 | 0 | 0
| In-Svc / Svc LIfe / Ins Rate |  |  | 147889.2155 | 60 | 0.03%
Return on Rate Base:
| Beginning NBV | [9 empty] | 0 | 0 | 0 | 0 | 0 | 0 | 0 | 147889.2155 | 147683.8138 | 145218.9935 | 142754.1733 | 140289.353 | 137824.5327 | 135359.7125 | 132894.8922 | 130430.072 | 127965.2517 | 125500.4315 | 123035.6112 | 120570.7909 | 118105.9707 | 115641.1504 | 113176.3302 | 110711.5099 | 108246.6897 | 105781.8694 | 103317.0491 | 100852.2289 | 98387.4086 | 95922.5884 | 93457.7681 | 90992.9478 | 88528.1276 | 86063.3073 | 83598.4871 | 81133.6668 | 78668.8466 | 76204.0263 | 73739.206 | 71274.3858 | 68809.5655 | 66344.7453 | 63879.925 | 61415.1048 | 58950.2845 | 56485.4642 | 54020.644 | 51555.8237 | 49091.0035 | 46626.1832 | 44161.363 | 41696.5427 | 39231.7224 | 36766.9022 | 34302.0819 | 31837.2617
| Depreciation | [9 empty] | 0 | 0 | 0 | 0 | 0 | 0 | 0 | 205.4017 | 2464.8203 | 2464.8203 | 2464.8203 | 2464.8203 | 2464.8203 | 2464.8203 | 2464.8203 | 2464.8203 | 2464.8203 | 2464.8203 | 2464.8203 | 2464.8203 | 2464.8203 | 2464.8203 | 2464.8203 | 2464.8203 | 2464.8203 | 2464.8203 | 2464.8203 | 2464.8203 | 2464.8203 | 2464.8203 | 2464.8203 | 2464.8203 | 2464.8203 | 2464.8203 | 2464.8203 | 2464.8203 | 2464.8203 | 2464.8203 | 2464.8203 | 2464.8203 | 2464.8203 | 2464.8203 | 2464.8203 | 2464.8203 | 2464.8203 | 2464.8203 | 2464.8203 | 2464.8203 | 2464.8203 | 2464.8203 | 2464.8203 | 2464.8203 | 2464.8203 | 2464.8203 | 2464.8203 | 2464.8203
| Ending NBV | [8 empty] | 0 | 0 | 0 | 0 | 0 | 0 | 0 | 0 | 147683.8138 | 145218.9935 | 142754.1733 | 140289.353 | 137824.5327 | 135359.7125 | 132894.8922 | 130430.072 | 127965.2517 | 125500.4315 | 123035.6112 | 120570.7909 | 118105.9707 | 115641.1504 | 113176.3302 | 110711.5099 | 108246.6897 | 105781.8694 | 103317.0491 | 100852.2289 | 98387.4086 | 95922.5884 | 93457.7681 | 90992.9478 | 88528.1276 | 86063.3073 | 83598.4871 | 81133.6668 | 78668.8466 | 76204.0263 | 73739.206 | 71274.3858 | 68809.5655 | 66344.7453 | 63879.925 | 61415.1048 | 58950.2845 | 56485.4642 | 54020.644 | 51555.8237 | 49091.0035 | 46626.1832 | 44161.363 | 41696.5427 | 39231.7224 | 36766.9022 | 34302.0819 | 31837.2617 | 29372.4414
| Average NBV | [9 empty] | 0 | 0 | 0 | 0 | 0 | 0 | 0 | 12315.5429 | 146451.4036 | 143986.5834 | 141521.7631 | 139056.9429 | 136592.1226 | 134127.3024 | 131662.4821 | 129197.6618 | 126732.8416 | 124268.0213 | 121803.2011 | 119338.3808 | 116873.5606 | 114408.7403 | 111943.92 | 109479.0998 | 107014.2795 | 104549.4593 | 102084.639 | 99619.8187 | 97154.9985 | 94690.1782 | 92225.358 | 89760.5377 | 87295.7175 | 84830.8972 | 82366.0769 | 79901.2567 | 77436.4364 | 74971.6162 | 72506.7959 | 70041.9757 | 67577.1554 | 65112.3351 | 62647.5149 | 60182.6946 | 57717.8744 | 55253.0541 | 52788.2339 | 50323.4136 | 47858.5933 | 45393.7731 | 42928.9528 | 40464.1326 | 37999.3123 | 35534.492 | 33069.6718 | 30604.8515
| RORB | [9 empty] | 0 | 0 | 0 | 0 | 0 | 0 | 0 | 862.088 | 10251.5983 | 10079.0608 | 9906.5234 | 9733.986 | 9561.4486 | 9388.9112 | 9216.3737 | 9043.8363 | 8871.2989 | 8698.7615 | 8526.2241 | 8353.6867 | 8181.1492 | 8008.6118 | 7836.0744 | 7663.537 | 7490.9996 | 7318.4621 | 7145.9247 | 6973.3873 | 6800.8499 | 6628.3125 | 6455.7751 | 6283.2376 | 6110.7002 | 5938.1628 | 5765.6254 | 5593.088 | 5420.5506 | 5248.0131 | 5075.4757 | 4902.9383 | 4730.4009 | 4557.8635 | 4385.326 | 4212.7886 | 4040.2512 | 3867.7138 | 3695.1764 | 3522.639 | 3350.1015 | 3177.5641 | 3005.0267 | 2832.4893 | 2659.9519 | 2487.4144 | 2314.877 | 2142.3396
| Insurable Value | [9 empty] | 0 | 0 | 0 | 0 | 0 | 0 | 0 | 12324.1013 | 147889.2155 | 147889.2155 | 147889.2155 | 147889.2155 | 147889.2155 | 147889.2155 | 147889.2155 | 147889.2155 | 147889.2155 | 147889.2155 | 147889.2155 | 147889.2155 | 147889.2155 | 147889.2155 | 147889.2155 | 147889.2155 | 147889.2155 | 147889.2155 | 147889.2155 | 147889.2155 | 147889.2155 | 147889.2155 | 147889.2155 | 147889.2155 | 147889.2155 | 147889.2155 | 147889.2155 | 147889.2155 | 147889.2155 | 147889.2155 | 147889.2155 | 147889.2155 | 147889.2155 | 147889.2155 | 147889.2155 | 147889.2155 | 147889.2155 | 147889.2155 | 147889.2155 | 147889.2155 | 147889.2155 | 147889.2155 | 147889.2155 | 147889.2155 | 147889.2155 | 147889.2155 | 147889.2155 | 147889.2155
| Insurance | [9 empty] | 0 | 0 | 0 | 0 | 0 | 0 | 0 | 3.6972 | 44.3668 | 44.3668 | 44.3668 | 44.3668 | 44.3668 | 44.3668 | 44.3668 | 44.3668 | 44.3668 | 44.3668 | 44.3668 | 44.3668 | 44.3668 | 44.3668 | 44.3668 | 44.3668 | 44.3668 | 44.3668 | 44.3668 | 44.3668 | 44.3668 | 44.3668 | 44.3668 | 44.3668 | 44.3668 | 44.3668 | 44.3668 | 44.3668 | 44.3668 | 44.3668 | 44.3668 | 44.3668 | 44.3668 | 44.3668 | 44.3668 | 44.3668 | 44.3668 | 44.3668 | 44.3668 | 44.3668 | 44.3668 | 44.3668 | 44.3668 | 44.3668 | 44.3668 | 44.3668 | 44.3668 | 44.3668
| Fixed charges | [9 empty] | 0 | 0 | 0 | 0 | 0 | 0 | 0 | 1071.1869 | 12760.7853 | 12588.2479 | 12415.7104 | 12243.173 | 12070.6356 | 11898.0982 | 11725.5608 | 11553.0234 | 11380.4859 | 11207.9485 | 11035.4111 | 10862.8737 | 10690.3363 | 10517.7988 | 10345.2614 | 10172.724 | 10000.1866 | 9827.6492 | 9655.1118 | 9482.5743 | 9310.0369 | 9137.4995 | 8964.9621 | 8792.4247 | 8619.8872 | 8447.3498 | 8274.8124 | 8102.275 | 7929.7376 | 7757.2002 | 7584.6627 | 7412.1253 | 7239.5879 | 7067.0505 | 6894.5131 | 6721.9756 | 6549.4382 | 6376.9008 | 6204.3634 | 6031.826 | 5859.2886 | 5686.7511 | 5514.2137 | 5341.6763 | 5169.1389 | 4996.6015 | 4824.064 | 4651.5266
9 | Wind 25MWx2 |  |  |  |  | Wind | 2020 | 157593.0548 | 91922.1929 |  | 0 | 0 | 0 | 0 | 0 | 0 | 0 | 0 | 4722.3744 | 18544.7627 | 17993.187 | 17441.6113 | 16890.0357 | 16338.46 | 15786.8843 | 15235.3086 | 14683.7329 | 14132.1572 | 13580.5815 | 13029.0058 | 12477.4301 | 11925.8544 | 11374.2787 | 10822.703 | 10271.1273 | 9719.5517 | 9167.976 | 8616.4003 | 6152.0389 | 0 | 0 | 0 | 0 | 0 | 0 | 0 | 0 | 0 | 0 | 0 | 0 | 0 | 0 | 0 | 0 | 0 | 0 | 0 | 0 | 0 | 0 | 0 | 0 | 0 | 0 | 0
| Jan 2012 $ | 122650.584
| Annual Cap Ex % | 0.3333 | 0.6667 | 0 | 0 | 0
| Esc | 2.6%
| Constn Start | 2019 | 1
| Constn End | 2020 | 10
| Cum Esc Factor | [9 empty] | 1.0129 | 1.0393 | 1.0663 | 1.094 | 1.1224 | 1.1516 | 1.1816 | 1.2123 | 1.2438 | 1.2761 | 1.3093 | 1.3434 | 1.3783 | 1.4141 | 1.4509 | 1.4886 | 1.5273 | 1.567 | 1.6078 | 1.6496 | 1.6925 | 1.7365 | 1.7816 | 1.8279 | 1.8755 | 1.9242 | 1.9743 | 2.0256 | 2.0783 | 2.1323 | 2.1877 | 2.2446 | 2.303 | 2.3629 | 2.4243 | 2.4873 | 2.552 | 2.6183 | 2.6864 | 2.7563 | 2.8279 | 2.9015 | 2.9769 | 3.0543 | 3.1337 | 3.2152 | 3.2988 | 3.3845 | 3.4725 | 3.5628 | 3.6555 | 3.7505 | 3.848 | 3.9481 | 4.0507 | 4.156
Asset In-Svc:
| Opening balance | [9 empty] | 0 | 0 | 0 | 0 | 0 | 0 | 0 | 0 | 51106.2602 | 0 | 0 | 0 | 0 | 0 | 0 | 0 | 0 | 0 | 0 | 0 | 0 | 0 | 0 | 0 | 0 | 0 | 0 | 0 | 0 | 0 | 0 | 0 | 0 | 0 | 0 | 0 | 0 | 0 | 0 | 0 | 0 | 0 | 0 | 0 | 0 | 0 | 0 | 0 | 0 | 0 | 0 | 0 | 0 | 0 | 0 | 0
| Cap Ex | [9 empty] | 0 | 0 | 0 | 0 | 0 | 0 | 0 | 49557.5856 | 101707.421 | 0 | 0 | 0 | 0 | 0 | 0 | 0 | 0 | 0 | 0 | 0 | 0 | 0 | 0 | 0 | 0 | 0 | 0 | 0 | 0 | 0 | 0 | 0 | 0 | 0 | 0 | 0 | 0 | 0 | 0 | 0 | 0 | 0 | 0 | 0 | 0 | 0 | 0 | 0 | 0 | 0 | 0 | 0 | 0 | 0 | 0 | 0
| AFUDC | 6.25% | [8 empty] | 0 | 0 | 0 | 0 | 0 | 0 | 0 | 1548.6746 | 4779.3736 | 0 | 0 | 0 | 0 | 0 | 0 | 0 | 0 | 0 | 0 | 0 | 0 | 0 | 0 | 0 | 0 | 0 | 0 | 0 | 0 | 0 | 0 | 0 | 0 | 0 | 0 | 0 | 0 | 0 | 0 | 0 | 0 | 0 | 0 | 0 | 0 | 0 | 0 | 0 | 0 | 0 | 0 | 0 | 0 | 0 | 0 | 0
| Ending balance | [9 empty] | 0 | 0 | 0 | 0 | 0 | 0 | 0 | 51106.2602 | 157593.0548 | 0 | 0 | 0 | 0 | 0 | 0 | 0 | 0 | 0 | 0 | 0 | 0 | 0 | 0 | 0 | 0 | 0 | 0 | 0 | 0 | 0 | 0 | 0 | 0 | 0 | 0 | 0 | 0 | 0 | 0 | 0 | 0 | 0 | 0 | 0 | 0 | 0 | 0 | 0 | 0 | 0 | 0 | 0 | 0 | 0 | 0 | 0
| In-Svc / Svc LIfe / Ins Rate |  |  | 157593.0548 | 20 | 0.03%
Return on Rate Base:
| Beginning NBV | [9 empty] | 0 | 0 | 0 | 0 | 0 | 0 | 0 | 0 | 157593.0548 | 155623.1416 | 147743.4889 | 139863.8362 | 131984.1834 | 124104.5307 | 116224.8779 | 108345.2252 | 100465.5724 | 92585.9197 | 84706.267 | 76826.6142 | 68946.9615 | 61067.3087 | 53187.656 | 45308.0033 | 37428.3505 | 29548.6978 | 21669.045 | 13789.3923 | 5909.7396 | 0 | 0 | 0 | 0 | 0 | 0 | 0 | 0 | 0 | 0 | 0 | 0 | 0 | 0 | 0 | 0 | 0 | 0 | 0 | 0 | 0 | 0 | 0 | 0 | 0 | 0 | 0
| Depreciation | [9 empty] | 0 | 0 | 0 | 0 | 0 | 0 | 0 | 0 | 1969.9132 | 7879.6527 | 7879.6527 | 7879.6527 | 7879.6527 | 7879.6527 | 7879.6527 | 7879.6527 | 7879.6527 | 7879.6527 | 7879.6527 | 7879.6527 | 7879.6527 | 7879.6527 | 7879.6527 | 7879.6527 | 7879.6527 | 7879.6527 | 7879.6527 | 7879.6527 | 5909.7396 | 0 | 0 | 0 | 0 | 0 | 0 | 0 | 0 | 0 | 0 | 0 | 0 | 0 | 0 | 0 | 0 | 0 | 0 | 0 | 0 | 0 | 0 | 0 | 0 | 0 | 0 | 0
| Ending NBV | [8 empty] | 0 | 0 | 0 | 0 | 0 | 0 | 0 | 0 | 0 | 155623.1416 | 147743.4889 | 139863.8362 | 131984.1834 | 124104.5307 | 116224.8779 | 108345.2252 | 100465.5724 | 92585.9197 | 84706.267 | 76826.6142 | 68946.9615 | 61067.3087 | 53187.656 | 45308.0033 | 37428.3505 | 29548.6978 | 21669.045 | 13789.3923 | 5909.7396 | 0 | 0 | 0 | 0 | 0 | 0 | 0 | 0 | 0 | 0 | 0 | 0 | 0 | 0 | 0 | 0 | 0 | 0 | 0 | 0 | 0 | 0 | 0 | 0 | 0 | 0 | 0 | 0
| Average NBV | [9 empty] | 0 | 0 | 0 | 0 | 0 | 0 | 0 | 0 | 39152.0246 | 151683.3153 | 143803.6625 | 135924.0098 | 128044.357 | 120164.7043 | 112285.0516 | 104405.3988 | 96525.7461 | 88646.0933 | 80766.4406 | 72886.7879 | 65007.1351 | 57127.4824 | 49247.8296 | 41368.1769 | 33488.5241 | 25608.8714 | 17729.2187 | 9849.5659 | 2954.8698 | 0 | 0 | 0 | 0 | 0 | 0 | 0 | 0 | 0 | 0 | 0 | 0 | 0 | 0 | 0 | 0 | 0 | 0 | 0 | 0 | 0 | 0 | 0 | 0 | 0 | 0 | 0
| RORB | [9 empty] | 0 | 0 | 0 | 0 | 0 | 0 | 0 | 0 | 2740.6417 | 10617.8321 | 10066.2564 | 9514.6807 | 8963.105 | 8411.5293 | 7859.9536 | 7308.3779 | 6756.8022 | 6205.2265 | 5653.6508 | 5102.0751 | 4550.4995 | 3998.9238 | 3447.3481 | 2895.7724 | 2344.1967 | 1792.621 | 1241.0453 | 689.4696 | 206.8409 | 0 | 0 | 0 | 0 | 0 | 0 | 0 | 0 | 0 | 0 | 0 | 0 | 0 | 0 | 0 | 0 | 0 | 0 | 0 | 0 | 0 | 0 | 0 | 0 | 0 | 0 | 0
| Insurable Value | [9 empty] | 0 | 0 | 0 | 0 | 0 | 0 | 0 | 0 | 39398.2637 | 157593.0548 | 157593.0548 | 157593.0548 | 157593.0548 | 157593.0548 | 157593.0548 | 157593.0548 | 157593.0548 | 157593.0548 | 157593.0548 | 157593.0548 | 157593.0548 | 157593.0548 | 157593.0548 | 157593.0548 | 157593.0548 | 157593.0548 | 157593.0548 | 157593.0548 | 118194.7911 | 0 | 0 | 0 | 0 | 0 | 0 | 0 | 0 | 0 | 0 | 0 | 0 | 0 | 0 | 0 | 0 | 0 | 0 | 0 | 0 | 0 | 0 | 0 | 0 | 0 | 0 | 0
| Insurance | [9 empty] | 0 | 0 | 0 | 0 | 0 | 0 | 0 | 0 | 11.8195 | 47.2779 | 47.2779 | 47.2779 | 47.2779 | 47.2779 | 47.2779 | 47.2779 | 47.2779 | 47.2779 | 47.2779 | 47.2779 | 47.2779 | 47.2779 | 47.2779 | 47.2779 | 47.2779 | 47.2779 | 47.2779 | 47.2779 | 35.4584 | 0 | 0 | 0 | 0 | 0 | 0 | 0 | 0 | 0 | 0 | 0 | 0 | 0 | 0 | 0 | 0 | 0 | 0 | 0 | 0 | 0 | 0 | 0 | 0 | 0 | 0 | 0
| Fixed charges | [9 empty] | 0 | 0 | 0 | 0 | 0 | 0 | 0 | 0 | 4722.3744 | 18544.7627 | 17993.187 | 17441.6113 | 16890.0357 | 16338.46 | 15786.8843 | 15235.3086 | 14683.7329 | 14132.1572 | 13580.5815 | 13029.0058 | 12477.4301 | 11925.8544 | 11374.2787 | 10822.703 | 10271.1273 | 9719.5517 | 9167.976 | 8616.4003 | 6152.0389 | 0 | 0 | 0 | 0 | 0 | 0 | 0 | 0 | 0 | 0 | 0 | 0 | 0 | 0 | 0 | 0 | 0 | 0 | 0 | 0 | 0 | 0 | 0 | 0 | 0 | 0 | 0
10 | ROUND POND |  |  |  |  | Hydro | 2021 | 206485.8045 | 111378.519 |  | 0 | 0 | 0 | 0 | 0 | 0 | 0 | 0 | 0 | 1495.6121 | 17816.8571 | 17575.957 | 17335.0569 | 17094.1568 | 16853.2566 | 16612.3565 | 16371.4564 | 16130.5563 | 15889.6562 | 15648.7561 | 15407.856 | 15166.9559 | 14926.0558 | 14685.1557 | 14444.2556 | 14203.3555 | 13962.4554 | 13721.5553 | 13480.6552 | 13239.7551 | 12998.855 | 12757.9549 | 12517.0548 | 12276.1546 | 12035.2545 | 11794.3544 | 11553.4543 | 11312.5542 | 11071.6541 | 10830.754 | 10589.8539 | 10348.9538 | 10108.0537 | 9867.1536 | 9626.2535 | 9385.3534 | 9144.4533 | 8903.5532 | 8662.6531 | 8421.753 | 8180.8529 | 7939.9528 | 7699.0526 | 7458.1525 | 7217.2524 | 6976.3523
| Jan 2012 $ | 152652.6
| Annual Cap Ex % | 0.0849 | 0.4731 | 0.442 | 0 | 0
| Esc | 2.7%
| Constn Start | 2019 | 1
| Constn End | 2021 | 12
| Cum Esc Factor | [9 empty] | 1.0134 | 1.0408 | 1.0689 | 1.0977 | 1.1274 | 1.1578 | 1.1891 | 1.2212 | 1.2541 | 1.288 | 1.3228 | 1.3585 | 1.3952 | 1.4329 | 1.4715 | 1.5113 | 1.5521 | 1.594 | 1.637 | 1.6812 | 1.7266 | 1.7732 | 1.8211 | 1.8703 | 1.9208 | 1.9726 | 2.0259 | 2.0806 | 2.1368 | 2.1945 | 2.2537 | 2.3146 | 2.3771 | 2.4412 | 2.5071 | 2.5748 | 2.6444 | 2.7158 | 2.7891 | 2.8644 | 2.9417 | 3.0212 | 3.1027 | 3.1865 | 3.2725 | 3.3609 | 3.4516 | 3.5448 | 3.6405 | 3.7388 | 3.8398 | 3.9435 | 4.0499 | 4.1593 | 4.2716 | 4.3869
Asset In-Svc:
| Opening balance | [9 empty] | 0 | 0 | 0 | 0 | 0 | 0 | 0 | 0 | 16321.2788 | 110746.3074 | 0 | 0 | 0 | 0 | 0 | 0 | 0 | 0 | 0 | 0 | 0 | 0 | 0 | 0 | 0 | 0 | 0 | 0 | 0 | 0 | 0 | 0 | 0 | 0 | 0 | 0 | 0 | 0 | 0 | 0 | 0 | 0 | 0 | 0 | 0 | 0 | 0 | 0 | 0 | 0 | 0 | 0 | 0 | 0 | 0 | 0
| Cap Ex | [9 empty] | 0 | 0 | 0 | 0 | 0 | 0 | 0 | 15826.6946 | 90574.4956 | 86905.1852 | 0 | 0 | 0 | 0 | 0 | 0 | 0 | 0 | 0 | 0 | 0 | 0 | 0 | 0 | 0 | 0 | 0 | 0 | 0 | 0 | 0 | 0 | 0 | 0 | 0 | 0 | 0 | 0 | 0 | 0 | 0 | 0 | 0 | 0 | 0 | 0 | 0 | 0 | 0 | 0 | 0 | 0 | 0 | 0 | 0 | 0
| AFUDC | 6.25% | [8 empty] | 0 | 0 | 0 | 0 | 0 | 0 | 0 | 494.5842 | 3850.5329 | 8834.312 | 0 | 0 | 0 | 0 | 0 | 0 | 0 | 0 | 0 | 0 | 0 | 0 | 0 | 0 | 0 | 0 | 0 | 0 | 0 | 0 | 0 | 0 | 0 | 0 | 0 | 0 | 0 | 0 | 0 | 0 | 0 | 0 | 0 | 0 | 0 | 0 | 0 | 0 | 0 | 0 | 0 | 0 | 0 | 0 | 0 | 0
| Ending balance | [9 empty] | 0 | 0 | 0 | 0 | 0 | 0 | 0 | 16321.2788 | 110746.3074 | 206485.8045 | 0 | 0 | 0 | 0 | 0 | 0 | 0 | 0 | 0 | 0 | 0 | 0 | 0 | 0 | 0 | 0 | 0 | 0 | 0 | 0 | 0 | 0 | 0 | 0 | 0 | 0 | 0 | 0 | 0 | 0 | 0 | 0 | 0 | 0 | 0 | 0 | 0 | 0 | 0 | 0 | 0 | 0 | 0 | 0 | 0 | 0
| In-Svc / Svc LIfe / Ins Rate |  |  | 206485.8045 | 60 | 0.03%
Return on Rate Base:
| Beginning NBV | [9 empty] | 0 | 0 | 0 | 0 | 0 | 0 | 0 | 0 | 0 | 206485.8045 | 206199.0187 | 202757.5886 | 199316.1585 | 195874.7284 | 192433.2984 | 188991.8683 | 185550.4382 | 182109.0081 | 178667.5781 | 175226.148 | 171784.7179 | 168343.2878 | 164901.8578 | 161460.4277 | 158018.9976 | 154577.5675 | 151136.1375 | 147694.7074 | 144253.2773 | 140811.8472 | 137370.4172 | 133928.9871 | 130487.557 | 127046.1269 | 123604.6969 | 120163.2668 | 116721.8367 | 113280.4066 | 109838.9766 | 106397.5465 | 102956.1164 | 99514.6863 | 96073.2563 | 92631.8262 | 89190.3961 | 85748.966 | 82307.536 | 78866.1059 | 75424.6758 | 71983.2457 | 68541.8157 | 65100.3856 | 61658.9555 | 58217.5254 | 54776.0954 | 51334.6653
| Depreciation | [9 empty] | 0 | 0 | 0 | 0 | 0 | 0 | 0 | 0 | 0 | 286.7858 | 3441.4301 | 3441.4301 | 3441.4301 | 3441.4301 | 3441.4301 | 3441.4301 | 3441.4301 | 3441.4301 | 3441.4301 | 3441.4301 | 3441.4301 | 3441.4301 | 3441.4301 | 3441.4301 | 3441.4301 | 3441.4301 | 3441.4301 | 3441.4301 | 3441.4301 | 3441.4301 | 3441.4301 | 3441.4301 | 3441.4301 | 3441.4301 | 3441.4301 | 3441.4301 | 3441.4301 | 3441.4301 | 3441.4301 | 3441.4301 | 3441.4301 | 3441.4301 | 3441.4301 | 3441.4301 | 3441.4301 | 3441.4301 | 3441.4301 | 3441.4301 | 3441.4301 | 3441.4301 | 3441.4301 | 3441.4301 | 3441.4301 | 3441.4301 | 3441.4301 | 3441.4301
| Ending NBV | [8 empty] | 0 | 0 | 0 | 0 | 0 | 0 | 0 | 0 | 0 | 0 | 206199.0187 | 202757.5886 | 199316.1585 | 195874.7284 | 192433.2984 | 188991.8683 | 185550.4382 | 182109.0081 | 178667.5781 | 175226.148 | 171784.7179 | 168343.2878 | 164901.8578 | 161460.4277 | 158018.9976 | 154577.5675 | 151136.1375 | 147694.7074 | 144253.2773 | 140811.8472 | 137370.4172 | 133928.9871 | 130487.557 | 127046.1269 | 123604.6969 | 120163.2668 | 116721.8367 | 113280.4066 | 109838.9766 | 106397.5465 | 102956.1164 | 99514.6863 | 96073.2563 | 92631.8262 | 89190.3961 | 85748.966 | 82307.536 | 78866.1059 | 75424.6758 | 71983.2457 | 68541.8157 | 65100.3856 | 61658.9555 | 58217.5254 | 54776.0954 | 51334.6653 | 47893.2352
| Average NBV | [9 empty] | 0 | 0 | 0 | 0 | 0 | 0 | 0 | 0 | 0 | 17195.201 | 204478.3036 | 201036.8736 | 197595.4435 | 194154.0134 | 190712.5833 | 187271.1533 | 183829.7232 | 180388.2931 | 176946.863 | 173505.433 | 170064.0029 | 166622.5728 | 163181.1427 | 159739.7127 | 156298.2826 | 152856.8525 | 149415.4224 | 145973.9924 | 142532.5623 | 139091.1322 | 135649.7021 | 132208.2721 | 128766.842 | 125325.4119 | 121883.9818 | 118442.5518 | 115001.1217 | 111559.6916 | 108118.2615 | 104676.8315 | 101235.4014 | 97793.9713 | 94352.5412 | 90911.1112 | 87469.6811 | 84028.251 | 80586.8209 | 77145.3909 | 73703.9608 | 70262.5307 | 66821.1006 | 63379.6706 | 59938.2405 | 56496.8104 | 53055.3803 | 49613.9502
| RORB | [9 empty] | 0 | 0 | 0 | 0 | 0 | 0 | 0 | 0 | 0 | 1203.6641 | 14313.4813 | 14072.5811 | 13831.681 | 13590.7809 | 13349.8808 | 13108.9807 | 12868.0806 | 12627.1805 | 12386.2804 | 12145.3803 | 11904.4802 | 11663.5801 | 11422.68 | 11181.7799 | 10940.8798 | 10699.9797 | 10459.0796 | 10218.1795 | 9977.2794 | 9736.3793 | 9495.4791 | 9254.579 | 9013.6789 | 8772.7788 | 8531.8787 | 8290.9786 | 8050.0785 | 7809.1784 | 7568.2783 | 7327.3782 | 7086.4781 | 6845.578 | 6604.6779 | 6363.7778 | 6122.8777 | 5881.9776 | 5641.0775 | 5400.1774 | 5159.2773 | 4918.3771 | 4677.477 | 4436.5769 | 4195.6768 | 3954.7767 | 3713.8766 | 3472.9765
| Insurable Value | [9 empty] | 0 | 0 | 0 | 0 | 0 | 0 | 0 | 0 | 0 | 17207.1504 | 206485.8045 | 206485.8045 | 206485.8045 | 206485.8045 | 206485.8045 | 206485.8045 | 206485.8045 | 206485.8045 | 206485.8045 | 206485.8045 | 206485.8045 | 206485.8045 | 206485.8045 | 206485.8045 | 206485.8045 | 206485.8045 | 206485.8045 | 206485.8045 | 206485.8045 | 206485.8045 | 206485.8045 | 206485.8045 | 206485.8045 | 206485.8045 | 206485.8045 | 206485.8045 | 206485.8045 | 206485.8045 | 206485.8045 | 206485.8045 | 206485.8045 | 206485.8045 | 206485.8045 | 206485.8045 | 206485.8045 | 206485.8045 | 206485.8045 | 206485.8045 | 206485.8045 | 206485.8045 | 206485.8045 | 206485.8045 | 206485.8045 | 206485.8045 | 206485.8045 | 206485.8045
| Insurance | [9 empty] | 0 | 0 | 0 | 0 | 0 | 0 | 0 | 0 | 0 | 5.1621 | 61.9457 | 61.9457 | 61.9457 | 61.9457 | 61.9457 | 61.9457 | 61.9457 | 61.9457 | 61.9457 | 61.9457 | 61.9457 | 61.9457 | 61.9457 | 61.9457 | 61.9457 | 61.9457 | 61.9457 | 61.9457 | 61.9457 | 61.9457 | 61.9457 | 61.9457 | 61.9457 | 61.9457 | 61.9457 | 61.9457 | 61.9457 | 61.9457 | 61.9457 | 61.9457 | 61.9457 | 61.9457 | 61.9457 | 61.9457 | 61.9457 | 61.9457 | 61.9457 | 61.9457 | 61.9457 | 61.9457 | 61.9457 | 61.9457 | 61.9457 | 61.9457 | 61.9457 | 61.9457
| Fixed charges | [9 empty] | 0 | 0 | 0 | 0 | 0 | 0 | 0 | 0 | 0 | 1495.6121 | 17816.8571 | 17575.957 | 17335.0569 | 17094.1568 | 16853.2566 | 16612.3565 | 16371.4564 | 16130.5563 | 15889.6562 | 15648.7561 | 15407.856 | 15166.9559 | 14926.0558 | 14685.1557 | 14444.2556 | 14203.3555 | 13962.4554 | 13721.5553 | 13480.6552 | 13239.7551 | 12998.855 | 12757.9549 | 12517.0548 | 12276.1546 | 12035.2545 | 11794.3544 | 11553.4543 | 11312.5542 | 11071.6541 | 10830.754 | 10589.8539 | 10348.9538 | 10108.0537 | 9867.1536 | 9626.2535 | 9385.3534 | 9144.4533 | 8903.5532 | 8662.6531 | 8421.753 | 8180.8529 | 7939.9528 | 7699.0526 | 7458.1525 | 7217.2524 | 6976.3523
11 | Holyrood Refurbishment2 |  |  |  |  | HRD | 2022 | 86051.9656 | 43161.4316 |  | 0 | 0 | 0 | 0 | 0 | 0 | 0 | 0 | 0 | 0 | 1014.8412 | 11945.0373 | 11514.7774 | 11084.5176 | 10654.2578 | 10223.9979 | 9793.7381 | 9363.4783 | 8933.2185 | 8502.9586 | 8072.6988 | 7642.439 | 7212.1791 | 6781.9193 | 5855.2216 | 0 | 0 | 0 | 0 | 0 | 0 | 0 | 0 | 0 | 0 | 0 | 0 | 0 | 0 | 0 | 0 | 0 | 0 | 0 | 0 | 0 | 0 | 0 | 0 | 0 | 0 | 0 | 0 | 0 | 0 | 0
| Jan 2012 $ | 69777.53
| Annual Cap Ex % | 0.2203 | 0.2204 | 0.1865 | 0.1864 | 0.1864
| Esc | 2.52%
| Constn Start | 2018 | 1
| Constn End | 2022 | 12
| Cum Esc Factor | [9 empty] | 1.0125 | 1.038 | 1.0642 | 1.091 | 1.1185 | 1.1467 | 1.1756 | 1.2052 | 1.2356 | 1.2667 | 1.2986 | 1.3314 | 1.3649 | 1.3993 | 1.4346 | 1.4707 | 1.5078 | 1.5458 | 1.5847 | 1.6247 | 1.6656 | 1.7076 | 1.7506 | 1.7947 | 1.84 | 1.8863 | 1.9339 | 1.9826 | 2.0326 | 2.0838 | 2.1363 | 2.1901 | 2.2453 | 2.3019 | 2.3599 | 2.4194 | 2.4804 | 2.5429 | 2.6069 | 2.6726 | 2.74 | 2.809 | 2.8798 | 2.9524 | 3.0268 | 3.1031 | 3.1813 | 3.2614 | 3.3436 | 3.4279 | 3.5143 | 3.6028 | 3.6936 | 3.7867 | 3.8821 | 3.9799
Asset In-Svc:
| Opening balance | [9 empty] | 0 | 0 | 0 | 0 | 0 | 0 | 0 | 18071.1576 | 36606.118 | 52685.4317 | 69161.1052 | 0 | 0 | 0 | 0 | 0 | 0 | 0 | 0 | 0 | 0 | 0 | 0 | 0 | 0 | 0 | 0 | 0 | 0 | 0 | 0 | 0 | 0 | 0 | 0 | 0 | 0 | 0 | 0 | 0 | 0 | 0 | 0 | 0 | 0 | 0 | 0 | 0 | 0 | 0 | 0 | 0 | 0 | 0 | 0 | 0
| Cap Ex | [9 empty] | 0 | 0 | 0 | 0 | 0 | 0 | 18071.1576 | 18534.9604 | 16079.3137 | 16475.6735 | 16890.8605 | 0 | 0 | 0 | 0 | 0 | 0 | 0 | 0 | 0 | 0 | 0 | 0 | 0 | 0 | 0 | 0 | 0 | 0 | 0 | 0 | 0 | 0 | 0 | 0 | 0 | 0 | 0 | 0 | 0 | 0 | 0 | 0 | 0 | 0 | 0 | 0 | 0 | 0 | 0 | 0 | 0 | 0 | 0 | 0 | 0
| AFUDC | 0% | [8 empty] | 0 | 0 | 0 | 0 | 0 | 0 | 0 | 0 | 0 | 0 | 0 | 0 | 0 | 0 | 0 | 0 | 0 | 0 | 0 | 0 | 0 | 0 | 0 | 0 | 0 | 0 | 0 | 0 | 0 | 0 | 0 | 0 | 0 | 0 | 0 | 0 | 0 | 0 | 0 | 0 | 0 | 0 | 0 | 0 | 0 | 0 | 0 | 0 | 0 | 0 | 0 | 0 | 0 | 0 | 0 | 0
| Ending balance | [9 empty] | 0 | 0 | 0 | 0 | 0 | 0 | 18071.1576 | 36606.118 | 52685.4317 | 69161.1052 | 86051.9656 | 0 | 0 | 0 | 0 | 0 | 0 | 0 | 0 | 0 | 0 | 0 | 0 | 0 | 0 | 0 | 0 | 0 | 0 | 0 | 0 | 0 | 0 | 0 | 0 | 0 | 0 | 0 | 0 | 0 | 0 | 0 | 0 | 0 | 0 | 0 | 0 | 0 | 0 | 0 | 0 | 0 | 0 | 0 | 0 | 0
| In-Svc / Svc LIfe / Ins Rate |  |  | 86051.9656 | 14 | 0.03%
Return on Rate Base:
| Beginning NBV | [9 empty] | 0 | 0 | 0 | 0 | 0 | 0 | 0 | 0 | 0 | 0 | 86051.9656 | 85539.7516 | 79393.1826 | 73246.6136 | 67100.0446 | 60953.4757 | 54806.9067 | 48660.3377 | 42513.7687 | 36367.1998 | 30220.6308 | 24074.0618 | 17927.4928 | 11780.9239 | 5634.3549 | 0 | 0 | 0 | 0 | 0 | 0 | 0 | 0 | 0 | 0 | 0 | 0 | 0 | 0 | 0 | 0 | 0 | 0 | 0 | 0 | 0 | 0 | 0 | 0 | 0 | 0 | 0 | 0 | 0 | 0 | 0
| Depreciation | [9 empty] | 0 | 0 | 0 | 0 | 0 | 0 | 0 | 0 | 0 | 0 | 512.2141 | 6146.569 | 6146.569 | 6146.569 | 6146.569 | 6146.569 | 6146.569 | 6146.569 | 6146.569 | 6146.569 | 6146.569 | 6146.569 | 6146.569 | 6146.569 | 5634.3549 | 0 | 0 | 0 | 0 | 0 | 0 | 0 | 0 | 0 | 0 | 0 | 0 | 0 | 0 | 0 | 0 | 0 | 0 | 0 | 0 | 0 | 0 | 0 | 0 | 0 | 0 | 0 | 0 | 0 | 0 | 0
| Ending NBV | [8 empty] | 0 | 0 | 0 | 0 | 0 | 0 | 0 | 0 | 0 | 0 | 0 | 85539.7516 | 79393.1826 | 73246.6136 | 67100.0446 | 60953.4757 | 54806.9067 | 48660.3377 | 42513.7687 | 36367.1998 | 30220.6308 | 24074.0618 | 17927.4928 | 11780.9239 | 5634.3549 | 0 | 0 | 0 | 0 | 0 | 0 | 0 | 0 | 0 | 0 | 0 | 0 | 0 | 0 | 0 | 0 | 0 | 0 | 0 | 0 | 0 | 0 | 0 | 0 | 0 | 0 | 0 | 0 | 0 | 0 | 0 | 0
| Average NBV | [9 empty] | 0 | 0 | 0 | 0 | 0 | 0 | 0 | 0 | 0 | 0 | 7149.6549 | 82466.4671 | 76319.8981 | 70173.3291 | 64026.7601 | 57880.1912 | 51733.6222 | 45587.0532 | 39440.4843 | 33293.9153 | 27147.3463 | 21000.7773 | 14854.2084 | 8707.6394 | 2817.1774 | 0 | 0 | 0 | 0 | 0 | 0 | 0 | 0 | 0 | 0 | 0 | 0 | 0 | 0 | 0 | 0 | 0 | 0 | 0 | 0 | 0 | 0 | 0 | 0 | 0 | 0 | 0 | 0 | 0 | 0 | 0
| RORB | [9 empty] | 0 | 0 | 0 | 0 | 0 | 0 | 0 | 0 | 0 | 0 | 500.4758 | 5772.6527 | 5342.3929 | 4912.133 | 4481.8732 | 4051.6134 | 3621.3536 | 3191.0937 | 2760.8339 | 2330.5741 | 1900.3142 | 1470.0544 | 1039.7946 | 609.5348 | 197.2024 | 0 | 0 | 0 | 0 | 0 | 0 | 0 | 0 | 0 | 0 | 0 | 0 | 0 | 0 | 0 | 0 | 0 | 0 | 0 | 0 | 0 | 0 | 0 | 0 | 0 | 0 | 0 | 0 | 0 | 0 | 0
| Insurable Value | [9 empty] | 0 | 0 | 0 | 0 | 0 | 0 | 0 | 0 | 0 | 0 | 7170.9971 | 86051.9656 | 86051.9656 | 86051.9656 | 86051.9656 | 86051.9656 | 86051.9656 | 86051.9656 | 86051.9656 | 86051.9656 | 86051.9656 | 86051.9656 | 86051.9656 | 86051.9656 | 78880.9685 | 0 | 0 | 0 | 0 | 0 | 0 | 0 | 0 | 0 | 0 | 0 | 0 | 0 | 0 | 0 | 0 | 0 | 0 | 0 | 0 | 0 | 0 | 0 | 0 | 0 | 0 | 0 | 0 | 0 | 0 | 0
| Insurance | [9 empty] | 0 | 0 | 0 | 0 | 0 | 0 | 0 | 0 | 0 | 0 | 2.1513 | 25.8156 | 25.8156 | 25.8156 | 25.8156 | 25.8156 | 25.8156 | 25.8156 | 25.8156 | 25.8156 | 25.8156 | 25.8156 | 25.8156 | 25.8156 | 23.6643 | 0 | 0 | 0 | 0 | 0 | 0 | 0 | 0 | 0 | 0 | 0 | 0 | 0 | 0 | 0 | 0 | 0 | 0 | 0 | 0 | 0 | 0 | 0 | 0 | 0 | 0 | 0 | 0 | 0 | 0 | 0
| Fixed charges | [9 empty] | 0 | 0 | 0 | 0 | 0 | 0 | 0 | 0 | 0 | 0 | 1014.8412 | 11945.0373 | 11514.7774 | 11084.5176 | 10654.2578 | 10223.9979 | 9793.7381 | 9363.4783 | 8933.2185 | 8502.9586 | 8072.6988 | 7642.439 | 7212.1791 | 6781.9193 | 5855.2216 | 0 | 0 | 0 | 0 | 0 | 0 | 0 | 0 | 0 | 0 | 0 | 0 | 0 | 0 | 0 | 0 | 0 | 0 | 0 | 0 | 0 | 0 | 0 | 0 | 0 | 0 | 0 | 0 | 0 | 0 | 0
12 | 50MW CTx2 |  |  |  |  | NewGT | 2025 | 210392.3779 | 86698.2843 |  | 0 | 0 | 0 | 0 | 0 | 0 | 0 | 0 | 0 | 0 | 0 | 0 | 0 | 1931.8111 | 22862.6384 | 22273.5397 | 21684.4411 | 21095.3424 | 20506.2438 | 19917.1451 | 19328.0464 | 18738.9478 | 18149.8491 | 17560.7505 | 16971.6518 | 16382.5532 | 15793.4545 | 15204.3558 | 14615.2572 | 14026.1585 | 13437.0599 | 12847.9612 | 12258.8626 | 11669.7639 | 11080.6652 | 10491.5666 | 9902.4679 | 9313.3693 | 8042.2486 | 0 | 0 | 0 | 0 | 0 | 0 | 0 | 0 | 0 | 0 | 0 | 0 | 0 | 0 | 0 | 0 | 0
| Jan 2012 $ | 144199.288
| Annual Cap Ex % | 0.0105 | 0.2674 | 0.7221 | 0 | 0
| Esc | 2.55%
| Constn Start | 2023 | 4
| Constn End | 2025 | 12
| Cum Esc Factor | [9 empty] | 1.0127 | 1.0385 | 1.065 | 1.0921 | 1.12 | 1.1485 | 1.1778 | 1.2079 | 1.2387 | 1.2702 | 1.3026 | 1.3359 | 1.3699 | 1.4049 | 1.4407 | 1.4774 | 1.5151 | 1.5537 | 1.5933 | 1.634 | 1.6756 | 1.7184 | 1.7622 | 1.8071 | 1.8532 | 1.9005 | 1.9489 | 1.9986 | 2.0496 | 2.1019 | 2.1554 | 2.2104 | 2.2668 | 2.3246 | 2.3839 | 2.4446 | 2.507 | 2.5709 | 2.6365 | 2.7037 | 2.7726 | 2.8433 | 2.9159 | 2.9902 | 3.0665 | 3.1447 | 3.2248 | 3.3071 | 3.3914 | 3.4779 | 3.5666 | 3.6575 | 3.7508 | 3.8464 | 3.9445 | 4.0451
Asset In-Svc:
| Opening balance | [9 empty] | 0 | 0 | 0 | 0 | 0 | 0 | 0 | 0 | 0 | 0 | 0 | 0 | 2070.0169 | 56672.7686 | 0 | 0 | 0 | 0 | 0 | 0 | 0 | 0 | 0 | 0 | 0 | 0 | 0 | 0 | 0 | 0 | 0 | 0 | 0 | 0 | 0 | 0 | 0 | 0 | 0 | 0 | 0 | 0 | 0 | 0 | 0 | 0 | 0 | 0 | 0 | 0 | 0 | 0 | 0 | 0 | 0 | 0
| Cap Ex | [9 empty] | 0 | 0 | 0 | 0 | 0 | 0 | 0 | 0 | 0 | 0 | 0 | 2022.6119 | 52822.6674 | 146282.352 | 0 | 0 | 0 | 0 | 0 | 0 | 0 | 0 | 0 | 0 | 0 | 0 | 0 | 0 | 0 | 0 | 0 | 0 | 0 | 0 | 0 | 0 | 0 | 0 | 0 | 0 | 0 | 0 | 0 | 0 | 0 | 0 | 0 | 0 | 0 | 0 | 0 | 0 | 0 | 0 | 0 | 0
| AFUDC | 6.25% | [8 empty] | 0 | 0 | 0 | 0 | 0 | 0 | 0 | 0 | 0 | 0 | 0 | 47.405 | 1780.0844 | 7437.2572 | 0 | 0 | 0 | 0 | 0 | 0 | 0 | 0 | 0 | 0 | 0 | 0 | 0 | 0 | 0 | 0 | 0 | 0 | 0 | 0 | 0 | 0 | 0 | 0 | 0 | 0 | 0 | 0 | 0 | 0 | 0 | 0 | 0 | 0 | 0 | 0 | 0 | 0 | 0 | 0 | 0 | 0
| Ending balance | [9 empty] | 0 | 0 | 0 | 0 | 0 | 0 | 0 | 0 | 0 | 0 | 0 | 2070.0169 | 56672.7686 | 210392.3779 | 0 | 0 | 0 | 0 | 0 | 0 | 0 | 0 | 0 | 0 | 0 | 0 | 0 | 0 | 0 | 0 | 0 | 0 | 0 | 0 | 0 | 0 | 0 | 0 | 0 | 0 | 0 | 0 | 0 | 0 | 0 | 0 | 0 | 0 | 0 | 0 | 0 | 0 | 0 | 0 | 0 | 0
| In-Svc / Svc LIfe / Ins Rate |  |  | 210392.3779 | 25 | 0.03%
Return on Rate Base:
| Beginning NBV | [9 empty] | 0 | 0 | 0 | 0 | 0 | 0 | 0 | 0 | 0 | 0 | 0 | 0 | 0 | 210392.3779 | 209691.07 | 201275.3748 | 192859.6797 | 184443.9846 | 176028.2895 | 167612.5944 | 159196.8993 | 150781.2041 | 142365.509 | 133949.8139 | 125534.1188 | 117118.4237 | 108702.7286 | 100287.0335 | 91871.3383 | 83455.6432 | 75039.9481 | 66624.253 | 58208.5579 | 49792.8628 | 41377.1676 | 32961.4725 | 24545.7774 | 16130.0823 | 7714.3872 | 0 | 0 | 0 | 0 | 0 | 0 | 0 | 0 | 0 | 0 | 0 | 0 | 0 | 0 | 0 | 0 | 0
| Depreciation | [9 empty] | 0 | 0 | 0 | 0 | 0 | 0 | 0 | 0 | 0 | 0 | 0 | 0 | 0 | 701.3079 | 8415.6951 | 8415.6951 | 8415.6951 | 8415.6951 | 8415.6951 | 8415.6951 | 8415.6951 | 8415.6951 | 8415.6951 | 8415.6951 | 8415.6951 | 8415.6951 | 8415.6951 | 8415.6951 | 8415.6951 | 8415.6951 | 8415.6951 | 8415.6951 | 8415.6951 | 8415.6951 | 8415.6951 | 8415.6951 | 8415.6951 | 8415.6951 | 7714.3872 | 0 | 0 | 0 | 0 | 0 | 0 | 0 | 0 | 0 | 0 | 0 | 0 | 0 | 0 | 0 | 0 | 0
| Ending NBV | [8 empty] | 0 | 0 | 0 | 0 | 0 | 0 | 0 | 0 | 0 | 0 | 0 | 0 | 0 | 0 | 209691.07 | 201275.3748 | 192859.6797 | 184443.9846 | 176028.2895 | 167612.5944 | 159196.8993 | 150781.2041 | 142365.509 | 133949.8139 | 125534.1188 | 117118.4237 | 108702.7286 | 100287.0335 | 91871.3383 | 83455.6432 | 75039.9481 | 66624.253 | 58208.5579 | 49792.8628 | 41377.1676 | 32961.4725 | 24545.7774 | 16130.0823 | 7714.3872 | 0 | 0 | 0 | 0 | 0 | 0 | 0 | 0 | 0 | 0 | 0 | 0 | 0 | 0 | 0 | 0 | 0 | 0
| Average NBV | [9 empty] | 0 | 0 | 0 | 0 | 0 | 0 | 0 | 0 | 0 | 0 | 0 | 0 | 0 | 17503.477 | 205483.2224 | 197067.5273 | 188651.8322 | 180236.137 | 171820.4419 | 163404.7468 | 154989.0517 | 146573.3566 | 138157.6615 | 129741.9664 | 121326.2712 | 112910.5761 | 104494.881 | 96079.1859 | 87663.4908 | 79247.7957 | 70832.1006 | 62416.4054 | 54000.7103 | 45585.0152 | 37169.3201 | 28753.625 | 20337.9299 | 11922.2347 | 3857.1936 | 0 | 0 | 0 | 0 | 0 | 0 | 0 | 0 | 0 | 0 | 0 | 0 | 0 | 0 | 0 | 0 | 0
| RORB | [9 empty] | 0 | 0 | 0 | 0 | 0 | 0 | 0 | 0 | 0 | 0 | 0 | 0 | 0 | 1225.2434 | 14383.8256 | 13794.7269 | 13205.6283 | 12616.5296 | 12027.4309 | 11438.3323 | 10849.2336 | 10260.135 | 9671.0363 | 9081.9376 | 8492.839 | 7903.7403 | 7314.6417 | 6725.543 | 6136.4444 | 5547.3457 | 4958.247 | 4369.1484 | 3780.0497 | 3190.9511 | 2601.8524 | 2012.7537 | 1423.6551 | 834.5564 | 270.0036 | 0 | 0 | 0 | 0 | 0 | 0 | 0 | 0 | 0 | 0 | 0 | 0 | 0 | 0 | 0 | 0 | 0
| Insurable Value | [9 empty] | 0 | 0 | 0 | 0 | 0 | 0 | 0 | 0 | 0 | 0 | 0 | 0 | 0 | 17532.6982 | 210392.3779 | 210392.3779 | 210392.3779 | 210392.3779 | 210392.3779 | 210392.3779 | 210392.3779 | 210392.3779 | 210392.3779 | 210392.3779 | 210392.3779 | 210392.3779 | 210392.3779 | 210392.3779 | 210392.3779 | 210392.3779 | 210392.3779 | 210392.3779 | 210392.3779 | 210392.3779 | 210392.3779 | 210392.3779 | 210392.3779 | 210392.3779 | 192859.6797 | 0 | 0 | 0 | 0 | 0 | 0 | 0 | 0 | 0 | 0 | 0 | 0 | 0 | 0 | 0 | 0 | 0
| Insurance | [9 empty] | 0 | 0 | 0 | 0 | 0 | 0 | 0 | 0 | 0 | 0 | 0 | 0 | 0 | 5.2598 | 63.1177 | 63.1177 | 63.1177 | 63.1177 | 63.1177 | 63.1177 | 63.1177 | 63.1177 | 63.1177 | 63.1177 | 63.1177 | 63.1177 | 63.1177 | 63.1177 | 63.1177 | 63.1177 | 63.1177 | 63.1177 | 63.1177 | 63.1177 | 63.1177 | 63.1177 | 63.1177 | 63.1177 | 57.8579 | 0 | 0 | 0 | 0 | 0 | 0 | 0 | 0 | 0 | 0 | 0 | 0 | 0 | 0 | 0 | 0 | 0
| Fixed charges | [9 empty] | 0 | 0 | 0 | 0 | 0 | 0 | 0 | 0 | 0 | 0 | 0 | 0 | 0 | 1931.8111 | 22862.6384 | 22273.5397 | 21684.4411 | 21095.3424 | 20506.2438 | 19917.1451 | 19328.0464 | 18738.9478 | 18149.8491 | 17560.7505 | 16971.6518 | 16382.5532 | 15793.4545 | 15204.3558 | 14615.2572 | 14026.1585 | 13437.0599 | 12847.9612 | 12258.8626 | 11669.7639 | 11080.6652 | 10491.5666 | 9902.4679 | 9313.3693 | 8042.2486 | 0 | 0 | 0 | 0 | 0 | 0 | 0 | 0 | 0 | 0 | 0 | 0 | 0 | 0 | 0 | 0 | 0
13 | Wind 25MWx2 |  |  |  |  | Wind | 2025 | 179173.5415 | 74514.0711 |  | 0 | 0 | 0 | 0 | 0 | 0 | 0 | 0 | 0 | 0 | 0 | 0 | 0 | 5369.0472 | 21084.2465 | 20457.1391 | 19830.0317 | 19202.9243 | 18575.8169 | 17948.7095 | 17321.6021 | 16694.4947 | 16067.3873 | 15440.2799 | 14813.1725 | 14186.0651 | 13558.9578 | 12931.8504 | 12304.743 | 11677.6356 | 11050.5282 | 10423.4208 | 9796.3134 | 6994.4871 | 0 | 0 | 0 | 0 | 0 | 0 | 0 | 0 | 0 | 0 | 0 | 0 | 0 | 0 | 0 | 0 | 0 | 0 | 0 | 0 | 0 | 0
| Jan 2012 $ | 122650.584
| Annual Cap Ex % | 0.3333 | 0.6667 | 0 | 0 | 0
| Esc | 2.6%
| Constn Start | 2024 | 1
| Constn End | 2025 | 10
| Cum Esc Factor | [9 empty] | 1.0129 | 1.0393 | 1.0663 | 1.094 | 1.1224 | 1.1516 | 1.1816 | 1.2123 | 1.2438 | 1.2761 | 1.3093 | 1.3434 | 1.3783 | 1.4141 | 1.4509 | 1.4886 | 1.5273 | 1.567 | 1.6078 | 1.6496 | 1.6925 | 1.7365 | 1.7816 | 1.8279 | 1.8755 | 1.9242 | 1.9743 | 2.0256 | 2.0783 | 2.1323 | 2.1877 | 2.2446 | 2.303 | 2.3629 | 2.4243 | 2.4873 | 2.552 | 2.6183 | 2.6864 | 2.7563 | 2.8279 | 2.9015 | 2.9769 | 3.0543 | 3.1337 | 3.2152 | 3.2988 | 3.3845 | 3.4725 | 3.5628 | 3.6555 | 3.7505 | 3.848 | 3.9481 | 4.0507 | 4.156
Asset In-Svc:
| Opening balance | [9 empty] | 0 | 0 | 0 | 0 | 0 | 0 | 0 | 0 | 0 | 0 | 0 | 0 | 0 | 58104.6521 | 0 | 0 | 0 | 0 | 0 | 0 | 0 | 0 | 0 | 0 | 0 | 0 | 0 | 0 | 0 | 0 | 0 | 0 | 0 | 0 | 0 | 0 | 0 | 0 | 0 | 0 | 0 | 0 | 0 | 0 | 0 | 0 | 0 | 0 | 0 | 0 | 0 | 0 | 0 | 0 | 0 | 0
| Cap Ex | [9 empty] | 0 | 0 | 0 | 0 | 0 | 0 | 0 | 0 | 0 | 0 | 0 | 0 | 56343.9051 | 115635.0376 | 0 | 0 | 0 | 0 | 0 | 0 | 0 | 0 | 0 | 0 | 0 | 0 | 0 | 0 | 0 | 0 | 0 | 0 | 0 | 0 | 0 | 0 | 0 | 0 | 0 | 0 | 0 | 0 | 0 | 0 | 0 | 0 | 0 | 0 | 0 | 0 | 0 | 0 | 0 | 0 | 0 | 0
| AFUDC | 6.25% | [8 empty] | 0 | 0 | 0 | 0 | 0 | 0 | 0 | 0 | 0 | 0 | 0 | 0 | 1760.747 | 5433.8518 | 0 | 0 | 0 | 0 | 0 | 0 | 0 | 0 | 0 | 0 | 0 | 0 | 0 | 0 | 0 | 0 | 0 | 0 | 0 | 0 | 0 | 0 | 0 | 0 | 0 | 0 | 0 | 0 | 0 | 0 | 0 | 0 | 0 | 0 | 0 | 0 | 0 | 0 | 0 | 0 | 0 | 0
| Ending balance | [9 empty] | 0 | 0 | 0 | 0 | 0 | 0 | 0 | 0 | 0 | 0 | 0 | 0 | 58104.6521 | 179173.5415 | 0 | 0 | 0 | 0 | 0 | 0 | 0 | 0 | 0 | 0 | 0 | 0 | 0 | 0 | 0 | 0 | 0 | 0 | 0 | 0 | 0 | 0 | 0 | 0 | 0 | 0 | 0 | 0 | 0 | 0 | 0 | 0 | 0 | 0 | 0 | 0 | 0 | 0 | 0 | 0 | 0 | 0
| In-Svc / Svc LIfe / Ins Rate |  |  | 179173.5415 | 20 | 0.03%
Return on Rate Base:
| Beginning NBV | [9 empty] | 0 | 0 | 0 | 0 | 0 | 0 | 0 | 0 | 0 | 0 | 0 | 0 | 0 | 179173.5415 | 176933.8722 | 167975.1952 | 159016.5181 | 150057.841 | 141099.1639 | 132140.4869 | 123181.8098 | 114223.1327 | 105264.4556 | 96305.7786 | 87347.1015 | 78388.4244 | 69429.7473 | 60471.0703 | 51512.3932 | 42553.7161 | 33595.039 | 24636.362 | 15677.6849 | 6719.0078 | 0 | 0 | 0 | 0 | 0 | 0 | 0 | 0 | 0 | 0 | 0 | 0 | 0 | 0 | 0 | 0 | 0 | 0 | 0 | 0 | 0 | 0
| Depreciation | [9 empty] | 0 | 0 | 0 | 0 | 0 | 0 | 0 | 0 | 0 | 0 | 0 | 0 | 0 | 2239.6693 | 8958.6771 | 8958.6771 | 8958.6771 | 8958.6771 | 8958.6771 | 8958.6771 | 8958.6771 | 8958.6771 | 8958.6771 | 8958.6771 | 8958.6771 | 8958.6771 | 8958.6771 | 8958.6771 | 8958.6771 | 8958.6771 | 8958.6771 | 8958.6771 | 8958.6771 | 6719.0078 | 0 | 0 | 0 | 0 | 0 | 0 | 0 | 0 | 0 | 0 | 0 | 0 | 0 | 0 | 0 | 0 | 0 | 0 | 0 | 0 | 0 | 0
| Ending NBV | [8 empty] | 0 | 0 | 0 | 0 | 0 | 0 | 0 | 0 | 0 | 0 | 0 | 0 | 0 | 0 | 176933.8722 | 167975.1952 | 159016.5181 | 150057.841 | 141099.1639 | 132140.4869 | 123181.8098 | 114223.1327 | 105264.4556 | 96305.7786 | 87347.1015 | 78388.4244 | 69429.7473 | 60471.0703 | 51512.3932 | 42553.7161 | 33595.039 | 24636.362 | 15677.6849 | 6719.0078 | 0 | 0 | 0 | 0 | 0 | 0 | 0 | 0 | 0 | 0 | 0 | 0 | 0 | 0 | 0 | 0 | 0 | 0 | 0 | 0 | 0 | 0 | 0
| Average NBV | [9 empty] | 0 | 0 | 0 | 0 | 0 | 0 | 0 | 0 | 0 | 0 | 0 | 0 | 0 | 44513.4267 | 172454.5337 | 163495.8566 | 154537.1796 | 145578.5025 | 136619.8254 | 127661.1483 | 118702.4712 | 109743.7942 | 100785.1171 | 91826.44 | 82867.7629 | 73909.0859 | 64950.4088 | 55991.7317 | 47033.0546 | 38074.3776 | 29115.7005 | 20157.0234 | 11198.3463 | 3359.5039 | 0 | 0 | 0 | 0 | 0 | 0 | 0 | 0 | 0 | 0 | 0 | 0 | 0 | 0 | 0 | 0 | 0 | 0 | 0 | 0 | 0 | 0
| RORB | [9 empty] | 0 | 0 | 0 | 0 | 0 | 0 | 0 | 0 | 0 | 0 | 0 | 0 | 0 | 3115.9399 | 12071.8174 | 11444.71 | 10817.6026 | 10190.4952 | 9563.3878 | 8936.2804 | 8309.173 | 7682.0656 | 7054.9582 | 6427.8508 | 5800.7434 | 5173.636 | 4546.5286 | 3919.4212 | 3292.3138 | 2665.2064 | 2038.099 | 1410.9916 | 783.8842 | 235.1653 | 0 | 0 | 0 | 0 | 0 | 0 | 0 | 0 | 0 | 0 | 0 | 0 | 0 | 0 | 0 | 0 | 0 | 0 | 0 | 0 | 0 | 0
| Insurable Value | [9 empty] | 0 | 0 | 0 | 0 | 0 | 0 | 0 | 0 | 0 | 0 | 0 | 0 | 0 | 44793.3854 | 179173.5415 | 179173.5415 | 179173.5415 | 179173.5415 | 179173.5415 | 179173.5415 | 179173.5415 | 179173.5415 | 179173.5415 | 179173.5415 | 179173.5415 | 179173.5415 | 179173.5415 | 179173.5415 | 179173.5415 | 179173.5415 | 179173.5415 | 179173.5415 | 179173.5415 | 134380.1561 | 0 | 0 | 0 | 0 | 0 | 0 | 0 | 0 | 0 | 0 | 0 | 0 | 0 | 0 | 0 | 0 | 0 | 0 | 0 | 0 | 0 | 0
| Insurance | [9 empty] | 0 | 0 | 0 | 0 | 0 | 0 | 0 | 0 | 0 | 0 | 0 | 0 | 0 | 13.438 | 53.7521 | 53.7521 | 53.7521 | 53.7521 | 53.7521 | 53.7521 | 53.7521 | 53.7521 | 53.7521 | 53.7521 | 53.7521 | 53.7521 | 53.7521 | 53.7521 | 53.7521 | 53.7521 | 53.7521 | 53.7521 | 53.7521 | 40.314 | 0 | 0 | 0 | 0 | 0 | 0 | 0 | 0 | 0 | 0 | 0 | 0 | 0 | 0 | 0 | 0 | 0 | 0 | 0 | 0 | 0 | 0
| Fixed charges | [9 empty] | 0 | 0 | 0 | 0 | 0 | 0 | 0 | 0 | 0 | 0 | 0 | 0 | 0 | 5369.0472 | 21084.2465 | 20457.1391 | 19830.0317 | 19202.9243 | 18575.8169 | 17948.7095 | 17321.6021 | 16694.4947 | 16067.3873 | 15440.2799 | 14813.1725 | 14186.0651 | 13558.9578 | 12931.8504 | 12304.743 | 11677.6356 | 11050.5282 | 10423.4208 | 9796.3134 | 6994.4871 | 0 | 0 | 0 | 0 | 0 | 0 | 0 | 0 | 0 | 0 | 0 | 0 | 0 | 0 | 0 | 0 | 0 | 0 | 0 | 0 | 0 | 0
14 | Holyrood Refurbishment3 |  |  |  |  | HRD | 2027 | 142506.5906 | 50752.8171 |  | 0 | 0 | 0 | 0 | 0 | 0 | 0 | 0 | 0 | 0 | 0 | 0 | 0 | 0 | 0 | 2150.508 | 25205.7213 | 24097.3367 | 22988.9521 | 21880.5675 | 20772.1829 | 19663.7983 | 18555.4137 | 17447.0291 | 15061.7591 | 0 | 0 | 0 | 0 | 0 | 0 | 0 | 0 | 0 | 0 | 0 | 0 | 0 | 0 | 0 | 0 | 0 | 0 | 0 | 0 | 0 | 0 | 0 | 0 | 0 | 0 | 0 | 0 | 0 | 0 | 0
| Jan 2012 $ | 101709.62
| Annual Cap Ex % | 0.1279 | 0.1279 | 0.4651 | 0.1396 | 0.1395
| Esc | 2.52%
| Constn Start | 2023 | 1
| Constn End | 2027 | 12
| Cum Esc Factor | [9 empty] | 1.0125 | 1.038 | 1.0642 | 1.091 | 1.1185 | 1.1467 | 1.1756 | 1.2052 | 1.2356 | 1.2667 | 1.2986 | 1.3314 | 1.3649 | 1.3993 | 1.4346 | 1.4707 | 1.5078 | 1.5458 | 1.5847 | 1.6247 | 1.6656 | 1.7076 | 1.7506 | 1.7947 | 1.84 | 1.8863 | 1.9339 | 1.9826 | 2.0326 | 2.0838 | 2.1363 | 2.1901 | 2.2453 | 2.3019 | 2.3599 | 2.4194 | 2.4804 | 2.5429 | 2.6069 | 2.6726 | 2.74 | 2.809 | 2.8798 | 2.9524 | 3.0268 | 3.1031 | 3.1813 | 3.2614 | 3.3436 | 3.4279 | 3.5143 | 3.6028 | 3.6936 | 3.7867 | 3.8821 | 3.9799
Asset In-Svc:
| Opening balance | [9 empty] | 0 | 0 | 0 | 0 | 0 | 0 | 0 | 0 | 0 | 0 | 0 | 0 | 17319.3444 | 35075.1362 | 101270.0221 | 121639.1349 | 0 | 0 | 0 | 0 | 0 | 0 | 0 | 0 | 0 | 0 | 0 | 0 | 0 | 0 | 0 | 0 | 0 | 0 | 0 | 0 | 0 | 0 | 0 | 0 | 0 | 0 | 0 | 0 | 0 | 0 | 0 | 0 | 0 | 0 | 0 | 0 | 0 | 0 | 0 | 0
| Cap Ex | [9 empty] | 0 | 0 | 0 | 0 | 0 | 0 | 0 | 0 | 0 | 0 | 0 | 17319.3444 | 17755.7918 | 66194.8859 | 20369.1128 | 20867.4557 | 0 | 0 | 0 | 0 | 0 | 0 | 0 | 0 | 0 | 0 | 0 | 0 | 0 | 0 | 0 | 0 | 0 | 0 | 0 | 0 | 0 | 0 | 0 | 0 | 0 | 0 | 0 | 0 | 0 | 0 | 0 | 0 | 0 | 0 | 0 | 0 | 0 | 0 | 0 | 0
| AFUDC | 0% | [8 empty] | 0 | 0 | 0 | 0 | 0 | 0 | 0 | 0 | 0 | 0 | 0 | 0 | 0 | 0 | 0 | 0 | 0 | 0 | 0 | 0 | 0 | 0 | 0 | 0 | 0 | 0 | 0 | 0 | 0 | 0 | 0 | 0 | 0 | 0 | 0 | 0 | 0 | 0 | 0 | 0 | 0 | 0 | 0 | 0 | 0 | 0 | 0 | 0 | 0 | 0 | 0 | 0 | 0 | 0 | 0 | 0
| Ending balance | [9 empty] | 0 | 0 | 0 | 0 | 0 | 0 | 0 | 0 | 0 | 0 | 0 | 17319.3444 | 35075.1362 | 101270.0221 | 121639.1349 | 142506.5906 | 0 | 0 | 0 | 0 | 0 | 0 | 0 | 0 | 0 | 0 | 0 | 0 | 0 | 0 | 0 | 0 | 0 | 0 | 0 | 0 | 0 | 0 | 0 | 0 | 0 | 0 | 0 | 0 | 0 | 0 | 0 | 0 | 0 | 0 | 0 | 0 | 0 | 0 | 0 | 0
| In-Svc / Svc LIfe / Ins Rate |  |  | 142506.5906 | 9 | 0.03%
Return on Rate Base:
| Beginning NBV | [9 empty] | 0 | 0 | 0 | 0 | 0 | 0 | 0 | 0 | 0 | 0 | 0 | 0 | 0 | 0 | 0 | 142506.5906 | 141187.0852 | 125353.0195 | 109518.9539 | 93684.8883 | 77850.8227 | 62016.757 | 46182.6914 | 30348.6258 | 14514.5602 | 0 | 0 | 0 | 0 | 0 | 0 | 0 | 0 | 0 | 0 | 0 | 0 | 0 | 0 | 0 | 0 | 0 | 0 | 0 | 0 | 0 | 0 | 0 | 0 | 0 | 0 | 0 | 0 | 0 | 0 | 0
| Depreciation | [9 empty] | 0 | 0 | 0 | 0 | 0 | 0 | 0 | 0 | 0 | 0 | 0 | 0 | 0 | 0 | 0 | 1319.5055 | 15834.0656 | 15834.0656 | 15834.0656 | 15834.0656 | 15834.0656 | 15834.0656 | 15834.0656 | 15834.0656 | 14514.5602 | 0 | 0 | 0 | 0 | 0 | 0 | 0 | 0 | 0 | 0 | 0 | 0 | 0 | 0 | 0 | 0 | 0 | 0 | 0 | 0 | 0 | 0 | 0 | 0 | 0 | 0 | 0 | 0 | 0 | 0 | 0
| Ending NBV | [8 empty] | 0 | 0 | 0 | 0 | 0 | 0 | 0 | 0 | 0 | 0 | 0 | 0 | 0 | 0 | 0 | 0 | 141187.0852 | 125353.0195 | 109518.9539 | 93684.8883 | 77850.8227 | 62016.757 | 46182.6914 | 30348.6258 | 14514.5602 | 0 | 0 | 0 | 0 | 0 | 0 | 0 | 0 | 0 | 0 | 0 | 0 | 0 | 0 | 0 | 0 | 0 | 0 | 0 | 0 | 0 | 0 | 0 | 0 | 0 | 0 | 0 | 0 | 0 | 0 | 0 | 0
| Average NBV | [9 empty] | 0 | 0 | 0 | 0 | 0 | 0 | 0 | 0 | 0 | 0 | 0 | 0 | 0 | 0 | 0 | 11820.5698 | 133270.0524 | 117435.9867 | 101601.9211 | 85767.8555 | 69933.7899 | 54099.7242 | 38265.6586 | 22431.593 | 7257.2801 | 0 | 0 | 0 | 0 | 0 | 0 | 0 | 0 | 0 | 0 | 0 | 0 | 0 | 0 | 0 | 0 | 0 | 0 | 0 | 0 | 0 | 0 | 0 | 0 | 0 | 0 | 0 | 0 | 0 | 0 | 0
| RORB | [9 empty] | 0 | 0 | 0 | 0 | 0 | 0 | 0 | 0 | 0 | 0 | 0 | 0 | 0 | 0 | 0 | 827.4399 | 9328.9037 | 8220.5191 | 7112.1345 | 6003.7499 | 4895.3653 | 3786.9807 | 2678.5961 | 1570.2115 | 508.0096 | 0 | 0 | 0 | 0 | 0 | 0 | 0 | 0 | 0 | 0 | 0 | 0 | 0 | 0 | 0 | 0 | 0 | 0 | 0 | 0 | 0 | 0 | 0 | 0 | 0 | 0 | 0 | 0 | 0 | 0 | 0
| Insurable Value | [9 empty] | 0 | 0 | 0 | 0 | 0 | 0 | 0 | 0 | 0 | 0 | 0 | 0 | 0 | 0 | 0 | 11875.5492 | 142506.5906 | 142506.5906 | 142506.5906 | 142506.5906 | 142506.5906 | 142506.5906 | 142506.5906 | 142506.5906 | 130631.0414 | 0 | 0 | 0 | 0 | 0 | 0 | 0 | 0 | 0 | 0 | 0 | 0 | 0 | 0 | 0 | 0 | 0 | 0 | 0 | 0 | 0 | 0 | 0 | 0 | 0 | 0 | 0 | 0 | 0 | 0 | 0
| Insurance | [9 empty] | 0 | 0 | 0 | 0 | 0 | 0 | 0 | 0 | 0 | 0 | 0 | 0 | 0 | 0 | 0 | 3.5627 | 42.752 | 42.752 | 42.752 | 42.752 | 42.752 | 42.752 | 42.752 | 42.752 | 39.1893 | 0 | 0 | 0 | 0 | 0 | 0 | 0 | 0 | 0 | 0 | 0 | 0 | 0 | 0 | 0 | 0 | 0 | 0 | 0 | 0 | 0 | 0 | 0 | 0 | 0 | 0 | 0 | 0 | 0 | 0 | 0
| Fixed charges | [9 empty] | 0 | 0 | 0 | 0 | 0 | 0 | 0 | 0 | 0 | 0 | 0 | 0 | 0 | 0 | 0 | 2150.508 | 25205.7213 | 24097.3367 | 22988.9521 | 21880.5675 | 20772.1829 | 19663.7983 | 18555.4137 | 17447.0291 | 15061.7591 | 0 | 0 | 0 | 0 | 0 | 0 | 0 | 0 | 0 | 0 | 0 | 0 | 0 | 0 | 0 | 0 | 0 | 0 | 0 | 0 | 0 | 0 | 0 | 0 | 0 | 0 | 0 | 0 | 0 | 0 | 0
15 | Wind 27MW St. Lawrence |  |  |  |  | Wind | 2028 | 104499.1522 | 35475.2813 |  | 0 | 0 | 0 | 0 | 0 | 0 | 0 | 0 | 0 | 0 | 0 | 0 | 0 | 0 | 0 | 0 | 3131.3824 | 12296.9377 | 11931.1907 | 11565.4437 | 11199.6966 | 10833.9496 | 10468.2026 | 10102.4555 | 9736.7085 | 9370.9615 | 9005.2144 | 8639.4674 | 8273.7204 | 7907.9733 | 7542.2263 | 7176.4793 | 6810.7322 | 6444.9852 | 6079.2382 | 5713.4911 | 4079.3857 | 0 | 0 | 0 | 0 | 0 | 0 | 0 | 0 | 0 | 0 | 0 | 0 | 0 | 0 | 0 | 0 | 0 | 0 | 0
| Jan 2012 $ | 66231.78
| Annual Cap Ex % | 0.3333 | 0.6667 | 0 | 0 | 0
| Esc | 2.6%
| Constn Start | 2027 | 1
| Constn End | 2028 | 10
| Cum Esc Factor | [9 empty] | 1.0129 | 1.0393 | 1.0663 | 1.094 | 1.1224 | 1.1516 | 1.1816 | 1.2123 | 1.2438 | 1.2761 | 1.3093 | 1.3434 | 1.3783 | 1.4141 | 1.4509 | 1.4886 | 1.5273 | 1.567 | 1.6078 | 1.6496 | 1.6925 | 1.7365 | 1.7816 | 1.8279 | 1.8755 | 1.9242 | 1.9743 | 2.0256 | 2.0783 | 2.1323 | 2.1877 | 2.2446 | 2.303 | 2.3629 | 2.4243 | 2.4873 | 2.552 | 2.6183 | 2.6864 | 2.7563 | 2.8279 | 2.9015 | 2.9769 | 3.0543 | 3.1337 | 3.2152 | 3.2988 | 3.3845 | 3.4725 | 3.5628 | 3.6555 | 3.7505 | 3.848 | 3.9481 | 4.0507 | 4.156
Asset In-Svc:
| Opening balance | [9 empty] | 0 | 0 | 0 | 0 | 0 | 0 | 0 | 0 | 0 | 0 | 0 | 0 | 0 | 0 | 0 | 0 | 33888.3009 | 0 | 0 | 0 | 0 | 0 | 0 | 0 | 0 | 0 | 0 | 0 | 0 | 0 | 0 | 0 | 0 | 0 | 0 | 0 | 0 | 0 | 0 | 0 | 0 | 0 | 0 | 0 | 0 | 0 | 0 | 0 | 0 | 0 | 0 | 0 | 0 | 0 | 0 | 0
| Cap Ex | [9 empty] | 0 | 0 | 0 | 0 | 0 | 0 | 0 | 0 | 0 | 0 | 0 | 0 | 0 | 0 | 0 | 32861.3827 | 67441.673 | 0 | 0 | 0 | 0 | 0 | 0 | 0 | 0 | 0 | 0 | 0 | 0 | 0 | 0 | 0 | 0 | 0 | 0 | 0 | 0 | 0 | 0 | 0 | 0 | 0 | 0 | 0 | 0 | 0 | 0 | 0 | 0 | 0 | 0 | 0 | 0 | 0 | 0 | 0
| AFUDC | 6.25% | [8 empty] | 0 | 0 | 0 | 0 | 0 | 0 | 0 | 0 | 0 | 0 | 0 | 0 | 0 | 0 | 0 | 1026.9182 | 3169.1783 | 0 | 0 | 0 | 0 | 0 | 0 | 0 | 0 | 0 | 0 | 0 | 0 | 0 | 0 | 0 | 0 | 0 | 0 | 0 | 0 | 0 | 0 | 0 | 0 | 0 | 0 | 0 | 0 | 0 | 0 | 0 | 0 | 0 | 0 | 0 | 0 | 0 | 0 | 0
| Ending balance | [9 empty] | 0 | 0 | 0 | 0 | 0 | 0 | 0 | 0 | 0 | 0 | 0 | 0 | 0 | 0 | 0 | 33888.3009 | 104499.1522 | 0 | 0 | 0 | 0 | 0 | 0 | 0 | 0 | 0 | 0 | 0 | 0 | 0 | 0 | 0 | 0 | 0 | 0 | 0 | 0 | 0 | 0 | 0 | 0 | 0 | 0 | 0 | 0 | 0 | 0 | 0 | 0 | 0 | 0 | 0 | 0 | 0 | 0 | 0
| In-Svc / Svc LIfe / Ins Rate |  |  | 104499.1522 | 20 | 0.03%
Return on Rate Base:
| Beginning NBV | [9 empty] | 0 | 0 | 0 | 0 | 0 | 0 | 0 | 0 | 0 | 0 | 0 | 0 | 0 | 0 | 0 | 0 | 104499.1522 | 103192.9128 | 97967.9551 | 92742.9975 | 87518.0399 | 82293.0823 | 77068.1247 | 71843.1671 | 66618.2095 | 61393.2519 | 56168.2943 | 50943.3367 | 45718.3791 | 40493.4215 | 35268.4639 | 30043.5062 | 24818.5486 | 19593.591 | 14368.6334 | 9143.6758 | 3918.7182 | 0 | 0 | 0 | 0 | 0 | 0 | 0 | 0 | 0 | 0 | 0 | 0 | 0 | 0 | 0 | 0 | 0 | 0 | 0
| Depreciation | [9 empty] | 0 | 0 | 0 | 0 | 0 | 0 | 0 | 0 | 0 | 0 | 0 | 0 | 0 | 0 | 0 | 0 | 1306.2394 | 5224.9576 | 5224.9576 | 5224.9576 | 5224.9576 | 5224.9576 | 5224.9576 | 5224.9576 | 5224.9576 | 5224.9576 | 5224.9576 | 5224.9576 | 5224.9576 | 5224.9576 | 5224.9576 | 5224.9576 | 5224.9576 | 5224.9576 | 5224.9576 | 5224.9576 | 3918.7182 | 0 | 0 | 0 | 0 | 0 | 0 | 0 | 0 | 0 | 0 | 0 | 0 | 0 | 0 | 0 | 0 | 0 | 0 | 0
| Ending NBV | [8 empty] | 0 | 0 | 0 | 0 | 0 | 0 | 0 | 0 | 0 | 0 | 0 | 0 | 0 | 0 | 0 | 0 | 0 | 103192.9128 | 97967.9551 | 92742.9975 | 87518.0399 | 82293.0823 | 77068.1247 | 71843.1671 | 66618.2095 | 61393.2519 | 56168.2943 | 50943.3367 | 45718.3791 | 40493.4215 | 35268.4639 | 30043.5062 | 24818.5486 | 19593.591 | 14368.6334 | 9143.6758 | 3918.7182 | 0 | 0 | 0 | 0 | 0 | 0 | 0 | 0 | 0 | 0 | 0 | 0 | 0 | 0 | 0 | 0 | 0 | 0 | 0 | 0
| Average NBV | [9 empty] | 0 | 0 | 0 | 0 | 0 | 0 | 0 | 0 | 0 | 0 | 0 | 0 | 0 | 0 | 0 | 0 | 25961.5081 | 100580.4339 | 95355.4763 | 90130.5187 | 84905.5611 | 79680.6035 | 74455.6459 | 69230.6883 | 64005.7307 | 58780.7731 | 53555.8155 | 48330.8579 | 43105.9003 | 37880.9427 | 32655.985 | 27431.0274 | 22206.0698 | 16981.1122 | 11756.1546 | 6531.197 | 1959.3591 | 0 | 0 | 0 | 0 | 0 | 0 | 0 | 0 | 0 | 0 | 0 | 0 | 0 | 0 | 0 | 0 | 0 | 0 | 0
| RORB | [9 empty] | 0 | 0 | 0 | 0 | 0 | 0 | 0 | 0 | 0 | 0 | 0 | 0 | 0 | 0 | 0 | 0 | 1817.3056 | 7040.6304 | 6674.8833 | 6309.1363 | 5943.3893 | 5577.6422 | 5211.8952 | 4846.1482 | 4480.4011 | 4114.6541 | 3748.9071 | 3383.1601 | 3017.413 | 2651.666 | 2285.919 | 1920.1719 | 1554.4249 | 1188.6779 | 822.9308 | 457.1838 | 137.1551 | 0 | 0 | 0 | 0 | 0 | 0 | 0 | 0 | 0 | 0 | 0 | 0 | 0 | 0 | 0 | 0 | 0 | 0 | 0
| Insurable Value | [9 empty] | 0 | 0 | 0 | 0 | 0 | 0 | 0 | 0 | 0 | 0 | 0 | 0 | 0 | 0 | 0 | 0 | 26124.788 | 104499.1522 | 104499.1522 | 104499.1522 | 104499.1522 | 104499.1522 | 104499.1522 | 104499.1522 | 104499.1522 | 104499.1522 | 104499.1522 | 104499.1522 | 104499.1522 | 104499.1522 | 104499.1522 | 104499.1522 | 104499.1522 | 104499.1522 | 104499.1522 | 104499.1522 | 78374.3641 | 0 | 0 | 0 | 0 | 0 | 0 | 0 | 0 | 0 | 0 | 0 | 0 | 0 | 0 | 0 | 0 | 0 | 0 | 0
| Insurance | [9 empty] | 0 | 0 | 0 | 0 | 0 | 0 | 0 | 0 | 0 | 0 | 0 | 0 | 0 | 0 | 0 | 0 | 7.8374 | 31.3497 | 31.3497 | 31.3497 | 31.3497 | 31.3497 | 31.3497 | 31.3497 | 31.3497 | 31.3497 | 31.3497 | 31.3497 | 31.3497 | 31.3497 | 31.3497 | 31.3497 | 31.3497 | 31.3497 | 31.3497 | 31.3497 | 23.5123 | 0 | 0 | 0 | 0 | 0 | 0 | 0 | 0 | 0 | 0 | 0 | 0 | 0 | 0 | 0 | 0 | 0 | 0 | 0
| Fixed charges | [9 empty] | 0 | 0 | 0 | 0 | 0 | 0 | 0 | 0 | 0 | 0 | 0 | 0 | 0 | 0 | 0 | 0 | 3131.3824 | 12296.9377 | 11931.1907 | 11565.4437 | 11199.6966 | 10833.9496 | 10468.2026 | 10102.4555 | 9736.7085 | 9370.9615 | 9005.2144 | 8639.4674 | 8273.7204 | 7907.9733 | 7542.2263 | 7176.4793 | 6810.7322 | 6444.9852 | 6079.2382 | 5713.4911 | 4079.3857 | 0 | 0 | 0 | 0 | 0 | 0 | 0 | 0 | 0 | 0 | 0 | 0 | 0 | 0 | 0 | 0 | 0 | 0 | 0
16 | Wind 27MW Fermeuse |  |  |  |  | Wind | 2028 | 104499.1522 | 35475.2813 |  | 0 | 0 | 0 | 0 | 0 | 0 | 0 | 0 | 0 | 0 | 0 | 0 | 0 | 0 | 0 | 0 | 3131.3824 | 12296.9377 | 11931.1907 | 11565.4437 | 11199.6966 | 10833.9496 | 10468.2026 | 10102.4555 | 9736.7085 | 9370.9615 | 9005.2144 | 8639.4674 | 8273.7204 | 7907.9733 | 7542.2263 | 7176.4793 | 6810.7322 | 6444.9852 | 6079.2382 | 5713.4911 | 4079.3857 | 0 | 0 | 0 | 0 | 0 | 0 | 0 | 0 | 0 | 0 | 0 | 0 | 0 | 0 | 0 | 0 | 0 | 0 | 0
| Jan 2012 $ | 66231.78
| Annual Cap Ex % | 0.3333 | 0.6667 | 0 | 0 | 0
| Esc | 2.6%
| Constn Start | 2027 | 1
| Constn End | 2028 | 10
| Cum Esc Factor | [9 empty] | 1.0129 | 1.0393 | 1.0663 | 1.094 | 1.1224 | 1.1516 | 1.1816 | 1.2123 | 1.2438 | 1.2761 | 1.3093 | 1.3434 | 1.3783 | 1.4141 | 1.4509 | 1.4886 | 1.5273 | 1.567 | 1.6078 | 1.6496 | 1.6925 | 1.7365 | 1.7816 | 1.8279 | 1.8755 | 1.9242 | 1.9743 | 2.0256 | 2.0783 | 2.1323 | 2.1877 | 2.2446 | 2.303 | 2.3629 | 2.4243 | 2.4873 | 2.552 | 2.6183 | 2.6864 | 2.7563 | 2.8279 | 2.9015 | 2.9769 | 3.0543 | 3.1337 | 3.2152 | 3.2988 | 3.3845 | 3.4725 | 3.5628 | 3.6555 | 3.7505 | 3.848 | 3.9481 | 4.0507 | 4.156
Asset In-Svc:
| Opening balance | [9 empty] | 0 | 0 | 0 | 0 | 0 | 0 | 0 | 0 | 0 | 0 | 0 | 0 | 0 | 0 | 0 | 0 | 33888.3009 | 0 | 0 | 0 | 0 | 0 | 0 | 0 | 0 | 0 | 0 | 0 | 0 | 0 | 0 | 0 | 0 | 0 | 0 | 0 | 0 | 0 | 0 | 0 | 0 | 0 | 0 | 0 | 0 | 0 | 0 | 0 | 0 | 0 | 0 | 0 | 0 | 0 | 0 | 0
| Cap Ex | [9 empty] | 0 | 0 | 0 | 0 | 0 | 0 | 0 | 0 | 0 | 0 | 0 | 0 | 0 | 0 | 0 | 32861.3827 | 67441.673 | 0 | 0 | 0 | 0 | 0 | 0 | 0 | 0 | 0 | 0 | 0 | 0 | 0 | 0 | 0 | 0 | 0 | 0 | 0 | 0 | 0 | 0 | 0 | 0 | 0 | 0 | 0 | 0 | 0 | 0 | 0 | 0 | 0 | 0 | 0 | 0 | 0 | 0 | 0
| AFUDC | 6.25% | [8 empty] | 0 | 0 | 0 | 0 | 0 | 0 | 0 | 0 | 0 | 0 | 0 | 0 | 0 | 0 | 0 | 1026.9182 | 3169.1783 | 0 | 0 | 0 | 0 | 0 | 0 | 0 | 0 | 0 | 0 | 0 | 0 | 0 | 0 | 0 | 0 | 0 | 0 | 0 | 0 | 0 | 0 | 0 | 0 | 0 | 0 | 0 | 0 | 0 | 0 | 0 | 0 | 0 | 0 | 0 | 0 | 0 | 0 | 0
| Ending balance | [9 empty] | 0 | 0 | 0 | 0 | 0 | 0 | 0 | 0 | 0 | 0 | 0 | 0 | 0 | 0 | 0 | 33888.3009 | 104499.1522 | 0 | 0 | 0 | 0 | 0 | 0 | 0 | 0 | 0 | 0 | 0 | 0 | 0 | 0 | 0 | 0 | 0 | 0 | 0 | 0 | 0 | 0 | 0 | 0 | 0 | 0 | 0 | 0 | 0 | 0 | 0 | 0 | 0 | 0 | 0 | 0 | 0 | 0 | 0
| In-Svc / Svc LIfe / Ins Rate |  |  | 104499.1522 | 20 | 0.03%
Return on Rate Base:
| Beginning NBV | [9 empty] | 0 | 0 | 0 | 0 | 0 | 0 | 0 | 0 | 0 | 0 | 0 | 0 | 0 | 0 | 0 | 0 | 104499.1522 | 103192.9128 | 97967.9551 | 92742.9975 | 87518.0399 | 82293.0823 | 77068.1247 | 71843.1671 | 66618.2095 | 61393.2519 | 56168.2943 | 50943.3367 | 45718.3791 | 40493.4215 | 35268.4639 | 30043.5062 | 24818.5486 | 19593.591 | 14368.6334 | 9143.6758 | 3918.7182 | 0 | 0 | 0 | 0 | 0 | 0 | 0 | 0 | 0 | 0 | 0 | 0 | 0 | 0 | 0 | 0 | 0 | 0 | 0
| Depreciation | [9 empty] | 0 | 0 | 0 | 0 | 0 | 0 | 0 | 0 | 0 | 0 | 0 | 0 | 0 | 0 | 0 | 0 | 1306.2394 | 5224.9576 | 5224.9576 | 5224.9576 | 5224.9576 | 5224.9576 | 5224.9576 | 5224.9576 | 5224.9576 | 5224.9576 | 5224.9576 | 5224.9576 | 5224.9576 | 5224.9576 | 5224.9576 | 5224.9576 | 5224.9576 | 5224.9576 | 5224.9576 | 5224.9576 | 3918.7182 | 0 | 0 | 0 | 0 | 0 | 0 | 0 | 0 | 0 | 0 | 0 | 0 | 0 | 0 | 0 | 0 | 0 | 0 | 0
| Ending NBV | [8 empty] | 0 | 0 | 0 | 0 | 0 | 0 | 0 | 0 | 0 | 0 | 0 | 0 | 0 | 0 | 0 | 0 | 0 | 103192.9128 | 97967.9551 | 92742.9975 | 87518.0399 | 82293.0823 | 77068.1247 | 71843.1671 | 66618.2095 | 61393.2519 | 56168.2943 | 50943.3367 | 45718.3791 | 40493.4215 | 35268.4639 | 30043.5062 | 24818.5486 | 19593.591 | 14368.6334 | 9143.6758 | 3918.7182 | 0 | 0 | 0 | 0 | 0 | 0 | 0 | 0 | 0 | 0 | 0 | 0 | 0 | 0 | 0 | 0 | 0 | 0 | 0 | 0
| Average NBV | [9 empty] | 0 | 0 | 0 | 0 | 0 | 0 | 0 | 0 | 0 | 0 | 0 | 0 | 0 | 0 | 0 | 0 | 25961.5081 | 100580.4339 | 95355.4763 | 90130.5187 | 84905.5611 | 79680.6035 | 74455.6459 | 69230.6883 | 64005.7307 | 58780.7731 | 53555.8155 | 48330.8579 | 43105.9003 | 37880.9427 | 32655.985 | 27431.0274 | 22206.0698 | 16981.1122 | 11756.1546 | 6531.197 | 1959.3591 | 0 | 0 | 0 | 0 | 0 | 0 | 0 | 0 | 0 | 0 | 0 | 0 | 0 | 0 | 0 | 0 | 0 | 0 | 0
| RORB | [9 empty] | 0 | 0 | 0 | 0 | 0 | 0 | 0 | 0 | 0 | 0 | 0 | 0 | 0 | 0 | 0 | 0 | 1817.3056 | 7040.6304 | 6674.8833 | 6309.1363 | 5943.3893 | 5577.6422 | 5211.8952 | 4846.1482 | 4480.4011 | 4114.6541 | 3748.9071 | 3383.1601 | 3017.413 | 2651.666 | 2285.919 | 1920.1719 | 1554.4249 | 1188.6779 | 822.9308 | 457.1838 | 137.1551 | 0 | 0 | 0 | 0 | 0 | 0 | 0 | 0 | 0 | 0 | 0 | 0 | 0 | 0 | 0 | 0 | 0 | 0 | 0
| Insurable Value | [9 empty] | 0 | 0 | 0 | 0 | 0 | 0 | 0 | 0 | 0 | 0 | 0 | 0 | 0 | 0 | 0 | 0 | 26124.788 | 104499.1522 | 104499.1522 | 104499.1522 | 104499.1522 | 104499.1522 | 104499.1522 | 104499.1522 | 104499.1522 | 104499.1522 | 104499.1522 | 104499.1522 | 104499.1522 | 104499.1522 | 104499.1522 | 104499.1522 | 104499.1522 | 104499.1522 | 104499.1522 | 104499.1522 | 78374.3641 | 0 | 0 | 0 | 0 | 0 | 0 | 0 | 0 | 0 | 0 | 0 | 0 | 0 | 0 | 0 | 0 | 0 | 0 | 0
| Insurance | [9 empty] | 0 | 0 | 0 | 0 | 0 | 0 | 0 | 0 | 0 | 0 | 0 | 0 | 0 | 0 | 0 | 0 | 7.8374 | 31.3497 | 31.3497 | 31.3497 | 31.3497 | 31.3497 | 31.3497 | 31.3497 | 31.3497 | 31.3497 | 31.3497 | 31.3497 | 31.3497 | 31.3497 | 31.3497 | 31.3497 | 31.3497 | 31.3497 | 31.3497 | 31.3497 | 23.5123 | 0 | 0 | 0 | 0 | 0 | 0 | 0 | 0 | 0 | 0 | 0 | 0 | 0 | 0 | 0 | 0 | 0 | 0 | 0
| Fixed charges | [9 empty] | 0 | 0 | 0 | 0 | 0 | 0 | 0 | 0 | 0 | 0 | 0 | 0 | 0 | 0 | 0 | 0 | 3131.3824 | 12296.9377 | 11931.1907 | 11565.4437 | 11199.6966 | 10833.9496 | 10468.2026 | 10102.4555 | 9736.7085 | 9370.9615 | 9005.2144 | 8639.4674 | 8273.7204 | 7907.9733 | 7542.2263 | 7176.4793 | 6810.7322 | 6444.9852 | 6079.2382 | 5713.4911 | 4079.3857 | 0 | 0 | 0 | 0 | 0 | 0 | 0 | 0 | 0 | 0 | 0 | 0 | 0 | 0 | 0 | 0 | 0 | 0 | 0
17 | 50MW CT |  |  |  |  | NewGT | 2028 | 113450.6532 | 38162.443 |  | 0 | 0 | 0 | 0 | 0 | 0 | 0 | 0 | 0 | 0 | 0 | 0 | 0 | 0 | 0 | 0 | 1041.6976 | 12328.3043 | 12010.6425 | 11692.9807 | 11375.3188 | 11057.657 | 10739.9952 | 10422.3333 | 10104.6715 | 9787.0097 | 9469.3479 | 9151.686 | 8834.0242 | 8516.3624 | 8198.7005 | 7881.0387 | 7563.3769 | 7245.715 | 6928.0532 | 6610.3914 | 6292.7296 | 5975.0677 | 5657.4059 | 5339.7441 | 5022.0822 | 4336.6512 | 0 | 0 | 0 | 0 | 0 | 0 | 0 | 0 | 0 | 0 | 0 | 0 | 0 | 0
| Jan 2012 $ | 72099.644
| Annual Cap Ex % | 0.0105 | 0.2674 | 0.7221 | 0 | 0
| Esc | 2.55%
| Constn Start | 2026 | 4
| Constn End | 2028 | 12
| Cum Esc Factor | [9 empty] | 1.0127 | 1.0385 | 1.065 | 1.0921 | 1.12 | 1.1485 | 1.1778 | 1.2079 | 1.2387 | 1.2702 | 1.3026 | 1.3359 | 1.3699 | 1.4049 | 1.4407 | 1.4774 | 1.5151 | 1.5537 | 1.5933 | 1.634 | 1.6756 | 1.7184 | 1.7622 | 1.8071 | 1.8532 | 1.9005 | 1.9489 | 1.9986 | 2.0496 | 2.1019 | 2.1554 | 2.2104 | 2.2668 | 2.3246 | 2.3839 | 2.4446 | 2.507 | 2.5709 | 2.6365 | 2.7037 | 2.7726 | 2.8433 | 2.9159 | 2.9902 | 3.0665 | 3.1447 | 3.2248 | 3.3071 | 3.3914 | 3.4779 | 3.5666 | 3.6575 | 3.7508 | 3.8464 | 3.9445 | 4.0451
Asset In-Svc:
| Opening balance | [9 empty] | 0 | 0 | 0 | 0 | 0 | 0 | 0 | 0 | 0 | 0 | 0 | 0 | 0 | 0 | 0 | 1116.2228 | 30559.8648 | 0 | 0 | 0 | 0 | 0 | 0 | 0 | 0 | 0 | 0 | 0 | 0 | 0 | 0 | 0 | 0 | 0 | 0 | 0 | 0 | 0 | 0 | 0 | 0 | 0 | 0 | 0 | 0 | 0 | 0 | 0 | 0 | 0 | 0 | 0 | 0 | 0 | 0 | 0
| Cap Ex | [9 empty] | 0 | 0 | 0 | 0 | 0 | 0 | 0 | 0 | 0 | 0 | 0 | 0 | 0 | 0 | 1090.6604 | 28483.7605 | 78880.3689 | 0 | 0 | 0 | 0 | 0 | 0 | 0 | 0 | 0 | 0 | 0 | 0 | 0 | 0 | 0 | 0 | 0 | 0 | 0 | 0 | 0 | 0 | 0 | 0 | 0 | 0 | 0 | 0 | 0 | 0 | 0 | 0 | 0 | 0 | 0 | 0 | 0 | 0 | 0
| AFUDC | 6.25% | [8 empty] | 0 | 0 | 0 | 0 | 0 | 0 | 0 | 0 | 0 | 0 | 0 | 0 | 0 | 0 | 25.5624 | 959.8814 | 4010.4195 | 0 | 0 | 0 | 0 | 0 | 0 | 0 | 0 | 0 | 0 | 0 | 0 | 0 | 0 | 0 | 0 | 0 | 0 | 0 | 0 | 0 | 0 | 0 | 0 | 0 | 0 | 0 | 0 | 0 | 0 | 0 | 0 | 0 | 0 | 0 | 0 | 0 | 0 | 0
| Ending balance | [9 empty] | 0 | 0 | 0 | 0 | 0 | 0 | 0 | 0 | 0 | 0 | 0 | 0 | 0 | 0 | 1116.2228 | 30559.8648 | 113450.6532 | 0 | 0 | 0 | 0 | 0 | 0 | 0 | 0 | 0 | 0 | 0 | 0 | 0 | 0 | 0 | 0 | 0 | 0 | 0 | 0 | 0 | 0 | 0 | 0 | 0 | 0 | 0 | 0 | 0 | 0 | 0 | 0 | 0 | 0 | 0 | 0 | 0 | 0 | 0
| In-Svc / Svc LIfe / Ins Rate |  |  | 113450.6532 | 25 | 0.03%
Return on Rate Base:
| Beginning NBV | [9 empty] | 0 | 0 | 0 | 0 | 0 | 0 | 0 | 0 | 0 | 0 | 0 | 0 | 0 | 0 | 0 | 0 | 113450.6532 | 113072.4843 | 108534.4582 | 103996.4321 | 99458.4059 | 94920.3798 | 90382.3537 | 85844.3276 | 81306.3014 | 76768.2753 | 72230.2492 | 67692.223 | 63154.1969 | 58616.1708 | 54078.1447 | 49540.1185 | 45002.0924 | 40464.0663 | 35926.0402 | 31388.014 | 26849.9879 | 22311.9618 | 17773.9357 | 13235.9095 | 8697.8834 | 4159.8573 | 0 | 0 | 0 | 0 | 0 | 0 | 0 | 0 | 0 | 0 | 0 | 0 | 0 | 0
| Depreciation | [9 empty] | 0 | 0 | 0 | 0 | 0 | 0 | 0 | 0 | 0 | 0 | 0 | 0 | 0 | 0 | 0 | 0 | 378.1688 | 4538.0261 | 4538.0261 | 4538.0261 | 4538.0261 | 4538.0261 | 4538.0261 | 4538.0261 | 4538.0261 | 4538.0261 | 4538.0261 | 4538.0261 | 4538.0261 | 4538.0261 | 4538.0261 | 4538.0261 | 4538.0261 | 4538.0261 | 4538.0261 | 4538.0261 | 4538.0261 | 4538.0261 | 4538.0261 | 4538.0261 | 4538.0261 | 4159.8573 | 0 | 0 | 0 | 0 | 0 | 0 | 0 | 0 | 0 | 0 | 0 | 0 | 0 | 0
| Ending NBV | [8 empty] | 0 | 0 | 0 | 0 | 0 | 0 | 0 | 0 | 0 | 0 | 0 | 0 | 0 | 0 | 0 | 0 | 0 | 113072.4843 | 108534.4582 | 103996.4321 | 99458.4059 | 94920.3798 | 90382.3537 | 85844.3276 | 81306.3014 | 76768.2753 | 72230.2492 | 67692.223 | 63154.1969 | 58616.1708 | 54078.1447 | 49540.1185 | 45002.0924 | 40464.0663 | 35926.0402 | 31388.014 | 26849.9879 | 22311.9618 | 17773.9357 | 13235.9095 | 8697.8834 | 4159.8573 | 0 | 0 | 0 | 0 | 0 | 0 | 0 | 0 | 0 | 0 | 0 | 0 | 0 | 0 | 0
| Average NBV | [9 empty] | 0 | 0 | 0 | 0 | 0 | 0 | 0 | 0 | 0 | 0 | 0 | 0 | 0 | 0 | 0 | 0 | 9438.4641 | 110803.4712 | 106265.4451 | 101727.419 | 97189.3929 | 92651.3667 | 88113.3406 | 83575.3145 | 79037.2884 | 74499.2622 | 69961.2361 | 65423.21 | 60885.1839 | 56347.1577 | 51809.1316 | 47271.1055 | 42733.0794 | 38195.0532 | 33657.0271 | 29119.001 | 24580.9749 | 20042.9487 | 15504.9226 | 10966.8965 | 6428.8703 | 2079.9286 | 0 | 0 | 0 | 0 | 0 | 0 | 0 | 0 | 0 | 0 | 0 | 0 | 0 | 0
| RORB | [9 empty] | 0 | 0 | 0 | 0 | 0 | 0 | 0 | 0 | 0 | 0 | 0 | 0 | 0 | 0 | 0 | 0 | 660.6925 | 7756.243 | 7438.5812 | 7120.9193 | 6803.2575 | 6485.5957 | 6167.9338 | 5850.272 | 5532.6102 | 5214.9484 | 4897.2865 | 4579.6247 | 4261.9629 | 3944.301 | 3626.6392 | 3308.9774 | 2991.3156 | 2673.6537 | 2355.9919 | 2038.3301 | 1720.6682 | 1403.0064 | 1085.3446 | 767.6828 | 450.0209 | 145.595 | 0 | 0 | 0 | 0 | 0 | 0 | 0 | 0 | 0 | 0 | 0 | 0 | 0 | 0
| Insurable Value | [9 empty] | 0 | 0 | 0 | 0 | 0 | 0 | 0 | 0 | 0 | 0 | 0 | 0 | 0 | 0 | 0 | 0 | 9454.2211 | 113450.6532 | 113450.6532 | 113450.6532 | 113450.6532 | 113450.6532 | 113450.6532 | 113450.6532 | 113450.6532 | 113450.6532 | 113450.6532 | 113450.6532 | 113450.6532 | 113450.6532 | 113450.6532 | 113450.6532 | 113450.6532 | 113450.6532 | 113450.6532 | 113450.6532 | 113450.6532 | 113450.6532 | 113450.6532 | 113450.6532 | 113450.6532 | 103996.4321 | 0 | 0 | 0 | 0 | 0 | 0 | 0 | 0 | 0 | 0 | 0 | 0 | 0 | 0
| Insurance | [9 empty] | 0 | 0 | 0 | 0 | 0 | 0 | 0 | 0 | 0 | 0 | 0 | 0 | 0 | 0 | 0 | 0 | 2.8363 | 34.0352 | 34.0352 | 34.0352 | 34.0352 | 34.0352 | 34.0352 | 34.0352 | 34.0352 | 34.0352 | 34.0352 | 34.0352 | 34.0352 | 34.0352 | 34.0352 | 34.0352 | 34.0352 | 34.0352 | 34.0352 | 34.0352 | 34.0352 | 34.0352 | 34.0352 | 34.0352 | 34.0352 | 31.1989 | 0 | 0 | 0 | 0 | 0 | 0 | 0 | 0 | 0 | 0 | 0 | 0 | 0 | 0
| Fixed charges | [9 empty] | 0 | 0 | 0 | 0 | 0 | 0 | 0 | 0 | 0 | 0 | 0 | 0 | 0 | 0 | 0 | 0 | 1041.6976 | 12328.3043 | 12010.6425 | 11692.9807 | 11375.3188 | 11057.657 | 10739.9952 | 10422.3333 | 10104.6715 | 9787.0097 | 9469.3479 | 9151.686 | 8834.0242 | 8516.3624 | 8198.7005 | 7881.0387 | 7563.3769 | 7245.715 | 6928.0532 | 6610.3914 | 6292.7296 | 5975.0677 | 5657.4059 | 5339.7441 | 5022.0822 | 4336.6512 | 0 | 0 | 0 | 0 | 0 | 0 | 0 | 0 | 0 | 0 | 0 | 0 | 0 | 0
18 | 50MW CT |  |  |  |  | NewGT | 2029 | 116343.6448 | 36575.3134 |  | 0 | 0 | 0 | 0 | 0 | 0 | 0 | 0 | 0 | 0 | 0 | 0 | 0 | 0 | 0 | 0 | 0 | 1068.2609 | 12642.6761 | 12316.9139 | 11991.1517 | 11665.3895 | 11339.6272 | 11013.865 | 10688.1028 | 10362.3406 | 10036.5784 | 9710.8162 | 9385.054 | 9059.2918 | 8733.5296 | 8407.7674 | 8082.0052 | 7756.243 | 7430.4808 | 7104.7186 | 6778.9564 | 6453.1942 | 6127.432 | 5801.6698 | 5475.9075 | 5150.1453 | 4447.2358 | 0 | 0 | 0 | 0 | 0 | 0 | 0 | 0 | 0 | 0 | 0 | 0 | 0
| Jan 2012 $ | 72099.644
| Annual Cap Ex % | 0.0105 | 0.2674 | 0.7221 | 0 | 0
| Esc | 2.55%
| Constn Start | 2027 | 4
| Constn End | 2029 | 12
| Cum Esc Factor | [9 empty] | 1.0127 | 1.0385 | 1.065 | 1.0921 | 1.12 | 1.1485 | 1.1778 | 1.2079 | 1.2387 | 1.2702 | 1.3026 | 1.3359 | 1.3699 | 1.4049 | 1.4407 | 1.4774 | 1.5151 | 1.5537 | 1.5933 | 1.634 | 1.6756 | 1.7184 | 1.7622 | 1.8071 | 1.8532 | 1.9005 | 1.9489 | 1.9986 | 2.0496 | 2.1019 | 2.1554 | 2.2104 | 2.2668 | 2.3246 | 2.3839 | 2.4446 | 2.507 | 2.5709 | 2.6365 | 2.7037 | 2.7726 | 2.8433 | 2.9159 | 2.9902 | 3.0665 | 3.1447 | 3.2248 | 3.3071 | 3.3914 | 3.4779 | 3.5666 | 3.6575 | 3.7508 | 3.8464 | 3.9445 | 4.0451
Asset In-Svc:
| Opening balance | [9 empty] | 0 | 0 | 0 | 0 | 0 | 0 | 0 | 0 | 0 | 0 | 0 | 0 | 0 | 0 | 0 | 0 | 1144.6865 | 31339.1413 | 0 | 0 | 0 | 0 | 0 | 0 | 0 | 0 | 0 | 0 | 0 | 0 | 0 | 0 | 0 | 0 | 0 | 0 | 0 | 0 | 0 | 0 | 0 | 0 | 0 | 0 | 0 | 0 | 0 | 0 | 0 | 0 | 0 | 0 | 0 | 0 | 0 | 0
| Cap Ex | [9 empty] | 0 | 0 | 0 | 0 | 0 | 0 | 0 | 0 | 0 | 0 | 0 | 0 | 0 | 0 | 0 | 1118.4723 | 29210.0964 | 80891.8183 | 0 | 0 | 0 | 0 | 0 | 0 | 0 | 0 | 0 | 0 | 0 | 0 | 0 | 0 | 0 | 0 | 0 | 0 | 0 | 0 | 0 | 0 | 0 | 0 | 0 | 0 | 0 | 0 | 0 | 0 | 0 | 0 | 0 | 0 | 0 | 0 | 0 | 0
| AFUDC | 6.25% | [8 empty] | 0 | 0 | 0 | 0 | 0 | 0 | 0 | 0 | 0 | 0 | 0 | 0 | 0 | 0 | 0 | 26.2142 | 984.3584 | 4112.6852 | 0 | 0 | 0 | 0 | 0 | 0 | 0 | 0 | 0 | 0 | 0 | 0 | 0 | 0 | 0 | 0 | 0 | 0 | 0 | 0 | 0 | 0 | 0 | 0 | 0 | 0 | 0 | 0 | 0 | 0 | 0 | 0 | 0 | 0 | 0 | 0 | 0 | 0
| Ending balance | [9 empty] | 0 | 0 | 0 | 0 | 0 | 0 | 0 | 0 | 0 | 0 | 0 | 0 | 0 | 0 | 0 | 1144.6865 | 31339.1413 | 116343.6448 | 0 | 0 | 0 | 0 | 0 | 0 | 0 | 0 | 0 | 0 | 0 | 0 | 0 | 0 | 0 | 0 | 0 | 0 | 0 | 0 | 0 | 0 | 0 | 0 | 0 | 0 | 0 | 0 | 0 | 0 | 0 | 0 | 0 | 0 | 0 | 0 | 0 | 0
| In-Svc / Svc LIfe / Ins Rate |  |  | 116343.6448 | 25 | 0.03%
Return on Rate Base:
| Beginning NBV | [9 empty] | 0 | 0 | 0 | 0 | 0 | 0 | 0 | 0 | 0 | 0 | 0 | 0 | 0 | 0 | 0 | 0 | 0 | 116343.6448 | 115955.8327 | 111302.0869 | 106648.3411 | 101994.5953 | 97340.8495 | 92687.1037 | 88033.3579 | 83379.6121 | 78725.8663 | 74072.1205 | 69418.3747 | 64764.6289 | 60110.8832 | 55457.1374 | 50803.3916 | 46149.6458 | 41495.9 | 36842.1542 | 32188.4084 | 27534.6626 | 22880.9168 | 18227.171 | 13573.4252 | 8919.6794 | 4265.9336 | 0 | 0 | 0 | 0 | 0 | 0 | 0 | 0 | 0 | 0 | 0 | 0 | 0
| Depreciation | [9 empty] | 0 | 0 | 0 | 0 | 0 | 0 | 0 | 0 | 0 | 0 | 0 | 0 | 0 | 0 | 0 | 0 | 0 | 387.8121 | 4653.7458 | 4653.7458 | 4653.7458 | 4653.7458 | 4653.7458 | 4653.7458 | 4653.7458 | 4653.7458 | 4653.7458 | 4653.7458 | 4653.7458 | 4653.7458 | 4653.7458 | 4653.7458 | 4653.7458 | 4653.7458 | 4653.7458 | 4653.7458 | 4653.7458 | 4653.7458 | 4653.7458 | 4653.7458 | 4653.7458 | 4653.7458 | 4265.9336 | 0 | 0 | 0 | 0 | 0 | 0 | 0 | 0 | 0 | 0 | 0 | 0 | 0
| Ending NBV | [8 empty] | 0 | 0 | 0 | 0 | 0 | 0 | 0 | 0 | 0 | 0 | 0 | 0 | 0 | 0 | 0 | 0 | 0 | 0 | 115955.8327 | 111302.0869 | 106648.3411 | 101994.5953 | 97340.8495 | 92687.1037 | 88033.3579 | 83379.6121 | 78725.8663 | 74072.1205 | 69418.3747 | 64764.6289 | 60110.8832 | 55457.1374 | 50803.3916 | 46149.6458 | 41495.9 | 36842.1542 | 32188.4084 | 27534.6626 | 22880.9168 | 18227.171 | 13573.4252 | 8919.6794 | 4265.9336 | 0 | 0 | 0 | 0 | 0 | 0 | 0 | 0 | 0 | 0 | 0 | 0 | 0 | 0
| Average NBV | [9 empty] | 0 | 0 | 0 | 0 | 0 | 0 | 0 | 0 | 0 | 0 | 0 | 0 | 0 | 0 | 0 | 0 | 0 | 9679.1449 | 113628.9598 | 108975.214 | 104321.4682 | 99667.7224 | 95013.9766 | 90360.2308 | 85706.485 | 81052.7392 | 76398.9934 | 71745.2476 | 67091.5018 | 62437.756 | 57784.0103 | 53130.2645 | 48476.5187 | 43822.7729 | 39169.0271 | 34515.2813 | 29861.5355 | 25207.7897 | 20554.0439 | 15900.2981 | 11246.5523 | 6592.8065 | 2132.9668 | 0 | 0 | 0 | 0 | 0 | 0 | 0 | 0 | 0 | 0 | 0 | 0 | 0
| RORB | [9 empty] | 0 | 0 | 0 | 0 | 0 | 0 | 0 | 0 | 0 | 0 | 0 | 0 | 0 | 0 | 0 | 0 | 0 | 677.5401 | 7954.0272 | 7628.265 | 7302.5028 | 6976.7406 | 6650.9784 | 6325.2162 | 5999.454 | 5673.6917 | 5347.9295 | 5022.1673 | 4696.4051 | 4370.6429 | 4044.8807 | 3719.1185 | 3393.3563 | 3067.5941 | 2741.8319 | 2416.0697 | 2090.3075 | 1764.5453 | 1438.7831 | 1113.0209 | 787.2587 | 461.4965 | 149.3077 | 0 | 0 | 0 | 0 | 0 | 0 | 0 | 0 | 0 | 0 | 0 | 0 | 0
| Insurable Value | [9 empty] | 0 | 0 | 0 | 0 | 0 | 0 | 0 | 0 | 0 | 0 | 0 | 0 | 0 | 0 | 0 | 0 | 0 | 9695.3037 | 116343.6448 | 116343.6448 | 116343.6448 | 116343.6448 | 116343.6448 | 116343.6448 | 116343.6448 | 116343.6448 | 116343.6448 | 116343.6448 | 116343.6448 | 116343.6448 | 116343.6448 | 116343.6448 | 116343.6448 | 116343.6448 | 116343.6448 | 116343.6448 | 116343.6448 | 116343.6448 | 116343.6448 | 116343.6448 | 116343.6448 | 116343.6448 | 106648.3411 | 0 | 0 | 0 | 0 | 0 | 0 | 0 | 0 | 0 | 0 | 0 | 0 | 0
| Insurance | [9 empty] | 0 | 0 | 0 | 0 | 0 | 0 | 0 | 0 | 0 | 0 | 0 | 0 | 0 | 0 | 0 | 0 | 0 | 2.9086 | 34.9031 | 34.9031 | 34.9031 | 34.9031 | 34.9031 | 34.9031 | 34.9031 | 34.9031 | 34.9031 | 34.9031 | 34.9031 | 34.9031 | 34.9031 | 34.9031 | 34.9031 | 34.9031 | 34.9031 | 34.9031 | 34.9031 | 34.9031 | 34.9031 | 34.9031 | 34.9031 | 34.9031 | 31.9945 | 0 | 0 | 0 | 0 | 0 | 0 | 0 | 0 | 0 | 0 | 0 | 0 | 0
| Fixed charges | [9 empty] | 0 | 0 | 0 | 0 | 0 | 0 | 0 | 0 | 0 | 0 | 0 | 0 | 0 | 0 | 0 | 0 | 0 | 1068.2609 | 12642.6761 | 12316.9139 | 11991.1517 | 11665.3895 | 11339.6272 | 11013.865 | 10688.1028 | 10362.3406 | 10036.5784 | 9710.8162 | 9385.054 | 9059.2918 | 8733.5296 | 8407.7674 | 8082.0052 | 7756.243 | 7430.4808 | 7104.7186 | 6778.9564 | 6453.1942 | 6127.432 | 5801.6698 | 5475.9075 | 5150.1453 | 4447.2358 | 0 | 0 | 0 | 0 | 0 | 0 | 0 | 0 | 0 | 0 | 0 | 0 | 0
19 | Wind 25MWx2 |  |  |  |  | Wind | 2030 | 203709.2181 | 60402.6798 |  | 0 | 0 | 0 | 0 | 0 | 0 | 0 | 0 | 0 | 0 | 0 | 0 | 0 | 0 | 0 | 0 | 0 | 0 | 6104.274 | 23971.4822 | 23258.5 | 22545.5177 | 21832.5355 | 21119.5532 | 20406.5709 | 19693.5887 | 18980.6064 | 18267.6241 | 17554.6419 | 16841.6596 | 16128.6773 | 15415.6951 | 14702.7128 | 13989.7306 | 13276.7483 | 12563.766 | 11850.7838 | 11137.8015 | 7952.2986 | 0 | 0 | 0 | 0 | 0 | 0 | 0 | 0 | 0 | 0 | 0 | 0 | 0 | 0 | 0 | 0 | 0
| Jan 2012 $ | 122650.584
| Annual Cap Ex % | 0.3333 | 0.6667 | 0 | 0 | 0
| Esc | 2.6%
| Constn Start | 2029 | 1
| Constn End | 2030 | 10
| Cum Esc Factor | [9 empty] | 1.0129 | 1.0393 | 1.0663 | 1.094 | 1.1224 | 1.1516 | 1.1816 | 1.2123 | 1.2438 | 1.2761 | 1.3093 | 1.3434 | 1.3783 | 1.4141 | 1.4509 | 1.4886 | 1.5273 | 1.567 | 1.6078 | 1.6496 | 1.6925 | 1.7365 | 1.7816 | 1.8279 | 1.8755 | 1.9242 | 1.9743 | 2.0256 | 2.0783 | 2.1323 | 2.1877 | 2.2446 | 2.303 | 2.3629 | 2.4243 | 2.4873 | 2.552 | 2.6183 | 2.6864 | 2.7563 | 2.8279 | 2.9015 | 2.9769 | 3.0543 | 3.1337 | 3.2152 | 3.2988 | 3.3845 | 3.4725 | 3.5628 | 3.6555 | 3.7505 | 3.848 | 3.9481 | 4.0507 | 4.156
Asset In-Svc:
| Opening balance | [9 empty] | 0 | 0 | 0 | 0 | 0 | 0 | 0 | 0 | 0 | 0 | 0 | 0 | 0 | 0 | 0 | 0 | 0 | 0 | 66061.3903 | 0 | 0 | 0 | 0 | 0 | 0 | 0 | 0 | 0 | 0 | 0 | 0 | 0 | 0 | 0 | 0 | 0 | 0 | 0 | 0 | 0 | 0 | 0 | 0 | 0 | 0 | 0 | 0 | 0 | 0 | 0 | 0 | 0 | 0 | 0 | 0 | 0
| Cap Ex | [9 empty] | 0 | 0 | 0 | 0 | 0 | 0 | 0 | 0 | 0 | 0 | 0 | 0 | 0 | 0 | 0 | 0 | 0 | 64059.53 | 131469.875 | 0 | 0 | 0 | 0 | 0 | 0 | 0 | 0 | 0 | 0 | 0 | 0 | 0 | 0 | 0 | 0 | 0 | 0 | 0 | 0 | 0 | 0 | 0 | 0 | 0 | 0 | 0 | 0 | 0 | 0 | 0 | 0 | 0 | 0 | 0 | 0 | 0
| AFUDC | 6.25% | [8 empty] | 0 | 0 | 0 | 0 | 0 | 0 | 0 | 0 | 0 | 0 | 0 | 0 | 0 | 0 | 0 | 0 | 0 | 2001.8603 | 6177.9529 | 0 | 0 | 0 | 0 | 0 | 0 | 0 | 0 | 0 | 0 | 0 | 0 | 0 | 0 | 0 | 0 | 0 | 0 | 0 | 0 | 0 | 0 | 0 | 0 | 0 | 0 | 0 | 0 | 0 | 0 | 0 | 0 | 0 | 0 | 0 | 0 | 0
| Ending balance | [9 empty] | 0 | 0 | 0 | 0 | 0 | 0 | 0 | 0 | 0 | 0 | 0 | 0 | 0 | 0 | 0 | 0 | 0 | 66061.3903 | 203709.2181 | 0 | 0 | 0 | 0 | 0 | 0 | 0 | 0 | 0 | 0 | 0 | 0 | 0 | 0 | 0 | 0 | 0 | 0 | 0 | 0 | 0 | 0 | 0 | 0 | 0 | 0 | 0 | 0 | 0 | 0 | 0 | 0 | 0 | 0 | 0 | 0 | 0
| In-Svc / Svc LIfe / Ins Rate |  |  | 203709.2181 | 20 | 0.03%
Return on Rate Base:
| Beginning NBV | [9 empty] | 0 | 0 | 0 | 0 | 0 | 0 | 0 | 0 | 0 | 0 | 0 | 0 | 0 | 0 | 0 | 0 | 0 | 0 | 203709.2181 | 201162.8529 | 190977.392 | 180791.9311 | 170606.4702 | 160421.0093 | 150235.5484 | 140050.0874 | 129864.6265 | 119679.1656 | 109493.7047 | 99308.2438 | 89122.7829 | 78937.322 | 68751.8611 | 58566.4002 | 48380.9393 | 38195.4784 | 28010.0175 | 17824.5566 | 7639.0957 | 0 | 0 | 0 | 0 | 0 | 0 | 0 | 0 | 0 | 0 | 0 | 0 | 0 | 0 | 0 | 0 | 0
| Depreciation | [9 empty] | 0 | 0 | 0 | 0 | 0 | 0 | 0 | 0 | 0 | 0 | 0 | 0 | 0 | 0 | 0 | 0 | 0 | 0 | 2546.3652 | 10185.4609 | 10185.4609 | 10185.4609 | 10185.4609 | 10185.4609 | 10185.4609 | 10185.4609 | 10185.4609 | 10185.4609 | 10185.4609 | 10185.4609 | 10185.4609 | 10185.4609 | 10185.4609 | 10185.4609 | 10185.4609 | 10185.4609 | 10185.4609 | 10185.4609 | 7639.0957 | 0 | 0 | 0 | 0 | 0 | 0 | 0 | 0 | 0 | 0 | 0 | 0 | 0 | 0 | 0 | 0 | 0
| Ending NBV | [8 empty] | 0 | 0 | 0 | 0 | 0 | 0 | 0 | 0 | 0 | 0 | 0 | 0 | 0 | 0 | 0 | 0 | 0 | 0 | 0 | 201162.8529 | 190977.392 | 180791.9311 | 170606.4702 | 160421.0093 | 150235.5484 | 140050.0874 | 129864.6265 | 119679.1656 | 109493.7047 | 99308.2438 | 89122.7829 | 78937.322 | 68751.8611 | 58566.4002 | 48380.9393 | 38195.4784 | 28010.0175 | 17824.5566 | 7639.0957 | 0 | 0 | 0 | 0 | 0 | 0 | 0 | 0 | 0 | 0 | 0 | 0 | 0 | 0 | 0 | 0 | 0 | 0
| Average NBV | [9 empty] | 0 | 0 | 0 | 0 | 0 | 0 | 0 | 0 | 0 | 0 | 0 | 0 | 0 | 0 | 0 | 0 | 0 | 0 | 50609.0089 | 196070.1224 | 185884.6615 | 175699.2006 | 165513.7397 | 155328.2788 | 145142.8179 | 134957.357 | 124771.8961 | 114586.4352 | 104400.9743 | 94215.5134 | 84030.0525 | 73844.5916 | 63659.1307 | 53473.6698 | 43288.2088 | 33102.7479 | 22917.287 | 12731.8261 | 3819.5478 | 0 | 0 | 0 | 0 | 0 | 0 | 0 | 0 | 0 | 0 | 0 | 0 | 0 | 0 | 0 | 0 | 0
| RORB | [9 empty] | 0 | 0 | 0 | 0 | 0 | 0 | 0 | 0 | 0 | 0 | 0 | 0 | 0 | 0 | 0 | 0 | 0 | 0 | 3542.6306 | 13724.9086 | 13011.9263 | 12298.944 | 11585.9618 | 10872.9795 | 10159.9973 | 9447.015 | 8734.0327 | 8021.0505 | 7308.0682 | 6595.0859 | 5882.1037 | 5169.1214 | 4456.1391 | 3743.1569 | 3030.1746 | 2317.1924 | 1604.2101 | 891.2278 | 267.3683 | 0 | 0 | 0 | 0 | 0 | 0 | 0 | 0 | 0 | 0 | 0 | 0 | 0 | 0 | 0 | 0 | 0
| Insurable Value | [9 empty] | 0 | 0 | 0 | 0 | 0 | 0 | 0 | 0 | 0 | 0 | 0 | 0 | 0 | 0 | 0 | 0 | 0 | 0 | 50927.3045 | 203709.2181 | 203709.2181 | 203709.2181 | 203709.2181 | 203709.2181 | 203709.2181 | 203709.2181 | 203709.2181 | 203709.2181 | 203709.2181 | 203709.2181 | 203709.2181 | 203709.2181 | 203709.2181 | 203709.2181 | 203709.2181 | 203709.2181 | 203709.2181 | 203709.2181 | 152781.9136 | 0 | 0 | 0 | 0 | 0 | 0 | 0 | 0 | 0 | 0 | 0 | 0 | 0 | 0 | 0 | 0 | 0
| Insurance | [9 empty] | 0 | 0 | 0 | 0 | 0 | 0 | 0 | 0 | 0 | 0 | 0 | 0 | 0 | 0 | 0 | 0 | 0 | 0 | 15.2782 | 61.1128 | 61.1128 | 61.1128 | 61.1128 | 61.1128 | 61.1128 | 61.1128 | 61.1128 | 61.1128 | 61.1128 | 61.1128 | 61.1128 | 61.1128 | 61.1128 | 61.1128 | 61.1128 | 61.1128 | 61.1128 | 61.1128 | 45.8346 | 0 | 0 | 0 | 0 | 0 | 0 | 0 | 0 | 0 | 0 | 0 | 0 | 0 | 0 | 0 | 0 | 0
| Fixed charges | [9 empty] | 0 | 0 | 0 | 0 | 0 | 0 | 0 | 0 | 0 | 0 | 0 | 0 | 0 | 0 | 0 | 0 | 0 | 0 | 6104.274 | 23971.4822 | 23258.5 | 22545.5177 | 21832.5355 | 21119.5532 | 20406.5709 | 19693.5887 | 18980.6064 | 18267.6241 | 17554.6419 | 16841.6596 | 16128.6773 | 15415.6951 | 14702.7128 | 13989.7306 | 13276.7483 | 12563.766 | 11850.7838 | 11137.8015 | 7952.2986 | 0 | 0 | 0 | 0 | 0 | 0 | 0 | 0 | 0 | 0 | 0 | 0 | 0 | 0 | 0 | 0 | 0
20 | CCCT 170 |  |  |  |  | CCGT | 2032 | 461305.563 | 118626.6159 |  | 0 | 0 | 0 | 0 | 0 | 0 | 0 | 0 | 0 | 0 | 0 | 0 | 0 | 0 | 0 | 0 | 0 | 0 | 0 | 0 | 3980.1487 | 47178.7451 | 46102.3654 | 45025.9858 | 43949.6061 | 42873.2265 | 41796.8468 | 40720.4672 | 39644.0875 | 38567.7079 | 37491.3282 | 36414.9486 | 35338.5689 | 34262.1893 | 33185.8096 | 32109.43 | 31033.0503 | 29956.6707 | 28880.2911 | 27803.9114 | 26727.5318 | 25651.1521 | 24574.7725 | 23498.3928 | 22422.0132 | 21345.6335 | 20269.2539 | 19192.8742 | 18116.4946 | 17040.1149 | 14715.6475 | 0 | 0 | 0 | 0 | 0
| Jan 2012 $ | 261894.592
| Annual Cap Ex % | 0.1374 | 0.5377 | 0.3249 | 0 | 0
| Esc | 2.52%
| Constn Start | 2030 | 1
| Constn End | 2032 | 12
| Cum Esc Factor | [9 empty] | 1.0125 | 1.038 | 1.0642 | 1.091 | 1.1185 | 1.1467 | 1.1756 | 1.2052 | 1.2356 | 1.2667 | 1.2986 | 1.3314 | 1.3649 | 1.3993 | 1.4346 | 1.4707 | 1.5078 | 1.5458 | 1.5847 | 1.6247 | 1.6656 | 1.7076 | 1.7506 | 1.7947 | 1.84 | 1.8863 | 1.9339 | 1.9826 | 2.0326 | 2.0838 | 2.1363 | 2.1901 | 2.2453 | 2.3019 | 2.3599 | 2.4194 | 2.4804 | 2.5429 | 2.6069 | 2.6726 | 2.74 | 2.809 | 2.8798 | 2.9524 | 3.0268 | 3.1031 | 3.1813 | 3.2614 | 3.3436 | 3.4279 | 3.5143 | 3.6028 | 3.6936 | 3.7867 | 3.8821 | 3.9799
Asset In-Svc:
| Opening balance | [9 empty] | 0 | 0 | 0 | 0 | 0 | 0 | 0 | 0 | 0 | 0 | 0 | 0 | 0 | 0 | 0 | 0 | 0 | 0 | 0 | 58807.9823 | 298421.6368 | 0 | 0 | 0 | 0 | 0 | 0 | 0 | 0 | 0 | 0 | 0 | 0 | 0 | 0 | 0 | 0 | 0 | 0 | 0 | 0 | 0 | 0 | 0 | 0 | 0 | 0 | 0 | 0 | 0 | 0 | 0 | 0 | 0 | 0 | 0
| Cap Ex | [9 empty] | 0 | 0 | 0 | 0 | 0 | 0 | 0 | 0 | 0 | 0 | 0 | 0 | 0 | 0 | 0 | 0 | 0 | 0 | 57025.9222 | 228788.5145 | 141726.9662 | 0 | 0 | 0 | 0 | 0 | 0 | 0 | 0 | 0 | 0 | 0 | 0 | 0 | 0 | 0 | 0 | 0 | 0 | 0 | 0 | 0 | 0 | 0 | 0 | 0 | 0 | 0 | 0 | 0 | 0 | 0 | 0 | 0 | 0 | 0
| AFUDC | 6.25% | [8 empty] | 0 | 0 | 0 | 0 | 0 | 0 | 0 | 0 | 0 | 0 | 0 | 0 | 0 | 0 | 0 | 0 | 0 | 0 | 1782.0601 | 10825.14 | 21156.96 | 0 | 0 | 0 | 0 | 0 | 0 | 0 | 0 | 0 | 0 | 0 | 0 | 0 | 0 | 0 | 0 | 0 | 0 | 0 | 0 | 0 | 0 | 0 | 0 | 0 | 0 | 0 | 0 | 0 | 0 | 0 | 0 | 0 | 0 | 0
| Ending balance | [9 empty] | 0 | 0 | 0 | 0 | 0 | 0 | 0 | 0 | 0 | 0 | 0 | 0 | 0 | 0 | 0 | 0 | 0 | 0 | 58807.9823 | 298421.6368 | 461305.563 | 0 | 0 | 0 | 0 | 0 | 0 | 0 | 0 | 0 | 0 | 0 | 0 | 0 | 0 | 0 | 0 | 0 | 0 | 0 | 0 | 0 | 0 | 0 | 0 | 0 | 0 | 0 | 0 | 0 | 0 | 0 | 0 | 0 | 0 | 0
| In-Svc / Svc LIfe / Ins Rate |  |  | 461305.563 | 30 | 0.03%
Return on Rate Base:
| Beginning NBV | [9 empty] | 0 | 0 | 0 | 0 | 0 | 0 | 0 | 0 | 0 | 0 | 0 | 0 | 0 | 0 | 0 | 0 | 0 | 0 | 0 | 0 | 461305.563 | 460024.1587 | 444647.3066 | 429270.4545 | 413893.6024 | 398516.7503 | 383139.8982 | 367763.0461 | 352386.194 | 337009.3419 | 321632.4898 | 306255.6377 | 290878.7856 | 275501.9335 | 260125.0814 | 244748.2293 | 229371.3772 | 213994.5251 | 198617.673 | 183240.8209 | 167863.9688 | 152487.1167 | 137110.2646 | 121733.4125 | 106356.5604 | 90979.7083 | 75602.8562 | 60226.0041 | 44849.152 | 29472.2999 | 14095.4478 | 0 | 0 | 0 | 0 | 0
| Depreciation | [9 empty] | 0 | 0 | 0 | 0 | 0 | 0 | 0 | 0 | 0 | 0 | 0 | 0 | 0 | 0 | 0 | 0 | 0 | 0 | 0 | 0 | 1281.4043 | 15376.8521 | 15376.8521 | 15376.8521 | 15376.8521 | 15376.8521 | 15376.8521 | 15376.8521 | 15376.8521 | 15376.8521 | 15376.8521 | 15376.8521 | 15376.8521 | 15376.8521 | 15376.8521 | 15376.8521 | 15376.8521 | 15376.8521 | 15376.8521 | 15376.8521 | 15376.8521 | 15376.8521 | 15376.8521 | 15376.8521 | 15376.8521 | 15376.8521 | 15376.8521 | 15376.8521 | 15376.8521 | 15376.8521 | 14095.4478 | 0 | 0 | 0 | 0 | 0
| Ending NBV | [8 empty] | 0 | 0 | 0 | 0 | 0 | 0 | 0 | 0 | 0 | 0 | 0 | 0 | 0 | 0 | 0 | 0 | 0 | 0 | 0 | 0 | 0 | 460024.1587 | 444647.3066 | 429270.4545 | 413893.6024 | 398516.7503 | 383139.8982 | 367763.0461 | 352386.194 | 337009.3419 | 321632.4898 | 306255.6377 | 290878.7856 | 275501.9335 | 260125.0814 | 244748.2293 | 229371.3772 | 213994.5251 | 198617.673 | 183240.8209 | 167863.9688 | 152487.1167 | 137110.2646 | 121733.4125 | 106356.5604 | 90979.7083 | 75602.8562 | 60226.0041 | 44849.152 | 29472.2999 | 14095.4478 | 0 | 0 | 0 | 0 | 0 | 0
| Average NBV | [9 empty] | 0 | 0 | 0 | 0 | 0 | 0 | 0 | 0 | 0 | 0 | 0 | 0 | 0 | 0 | 0 | 0 | 0 | 0 | 0 | 0 | 38388.7384 | 452335.7326 | 436958.8805 | 421582.0284 | 406205.1763 | 390828.3242 | 375451.4721 | 360074.62 | 344697.7679 | 329320.9158 | 313944.0637 | 298567.2116 | 283190.3595 | 267813.5074 | 252436.6553 | 237059.8032 | 221682.9511 | 206306.099 | 190929.2469 | 175552.3948 | 160175.5427 | 144798.6906 | 129421.8385 | 114044.9864 | 98668.1343 | 83291.2822 | 67914.4301 | 52537.578 | 37160.7259 | 21783.8738 | 7047.7239 | 0 | 0 | 0 | 0 | 0
| RORB | [9 empty] | 0 | 0 | 0 | 0 | 0 | 0 | 0 | 0 | 0 | 0 | 0 | 0 | 0 | 0 | 0 | 0 | 0 | 0 | 0 | 0 | 2687.2117 | 31663.5013 | 30587.1216 | 29510.742 | 28434.3623 | 27357.9827 | 26281.603 | 25205.2234 | 24128.8438 | 23052.4641 | 21976.0845 | 20899.7048 | 19823.3252 | 18746.9455 | 17670.5659 | 16594.1862 | 15517.8066 | 14441.4269 | 13365.0473 | 12288.6676 | 11212.288 | 10135.9083 | 9059.5287 | 7983.149 | 6906.7694 | 5830.3898 | 4754.0101 | 3677.6305 | 2601.2508 | 1524.8712 | 493.3407 | 0 | 0 | 0 | 0 | 0
| Insurable Value | [9 empty] | 0 | 0 | 0 | 0 | 0 | 0 | 0 | 0 | 0 | 0 | 0 | 0 | 0 | 0 | 0 | 0 | 0 | 0 | 0 | 0 | 38442.1302 | 461305.563 | 461305.563 | 461305.563 | 461305.563 | 461305.563 | 461305.563 | 461305.563 | 461305.563 | 461305.563 | 461305.563 | 461305.563 | 461305.563 | 461305.563 | 461305.563 | 461305.563 | 461305.563 | 461305.563 | 461305.563 | 461305.563 | 461305.563 | 461305.563 | 461305.563 | 461305.563 | 461305.563 | 461305.563 | 461305.563 | 461305.563 | 461305.563 | 461305.563 | 422863.4327 | 0 | 0 | 0 | 0 | 0
| Insurance | [9 empty] | 0 | 0 | 0 | 0 | 0 | 0 | 0 | 0 | 0 | 0 | 0 | 0 | 0 | 0 | 0 | 0 | 0 | 0 | 0 | 0 | 11.5326 | 138.3917 | 138.3917 | 138.3917 | 138.3917 | 138.3917 | 138.3917 | 138.3917 | 138.3917 | 138.3917 | 138.3917 | 138.3917 | 138.3917 | 138.3917 | 138.3917 | 138.3917 | 138.3917 | 138.3917 | 138.3917 | 138.3917 | 138.3917 | 138.3917 | 138.3917 | 138.3917 | 138.3917 | 138.3917 | 138.3917 | 138.3917 | 138.3917 | 138.3917 | 126.859 | 0 | 0 | 0 | 0 | 0
| Fixed charges | [9 empty] | 0 | 0 | 0 | 0 | 0 | 0 | 0 | 0 | 0 | 0 | 0 | 0 | 0 | 0 | 0 | 0 | 0 | 0 | 0 | 0 | 3980.1487 | 47178.7451 | 46102.3654 | 45025.9858 | 43949.6061 | 42873.2265 | 41796.8468 | 40720.4672 | 39644.0875 | 38567.7079 | 37491.3282 | 36414.9486 | 35338.5689 | 34262.1893 | 33185.8096 | 32109.43 | 31033.0503 | 29956.6707 | 28880.2911 | 27803.9114 | 26727.5318 | 25651.1521 | 24574.7725 | 23498.3928 | 22422.0132 | 21345.6335 | 20269.2539 | 19192.8742 | 18116.4946 | 17040.1149 | 14715.6475 | 0 | 0 | 0 | 0 | 0
21 | Holyrood Refurbishment4 |  |  |  |  | HRD | 2032 | 51253.0016 | 12949.5617 |  | 0 | 0 | 0 | 0 | 0 | 0 | 0 | 0 | 0 | 0 | 0 | 0 | 0 | 0 | 0 | 0 | 0 | 0 | 0 | 0 | 1364.9137 | 15893.1287 | 14996.2012 | 14099.2736 | 12170.6659 | 0 | 0 | 0 | 0 | 0 | 0 | 0 | 0 | 0 | 0 | 0 | 0 | 0 | 0 | 0 | 0 | 0 | 0 | 0 | 0 | 0 | 0 | 0 | 0 | 0 | 0 | 0 | 0 | 0 | 0 | 0
| Jan 2012 $ | 33114.76
| Annual Cap Ex % | 0.4285 | 0.25 | 0.1786 | 0.1429 | 0
| Esc | 2.52%
| Constn Start | 2028 | 1
| Constn End | 2032 | 12
| Cum Esc Factor | [9 empty] | 1.0125 | 1.038 | 1.0642 | 1.091 | 1.1185 | 1.1467 | 1.1756 | 1.2052 | 1.2356 | 1.2667 | 1.2986 | 1.3314 | 1.3649 | 1.3993 | 1.4346 | 1.4707 | 1.5078 | 1.5458 | 1.5847 | 1.6247 | 1.6656 | 1.7076 | 1.7506 | 1.7947 | 1.84 | 1.8863 | 1.9339 | 1.9826 | 2.0326 | 2.0838 | 2.1363 | 2.1901 | 2.2453 | 2.3019 | 2.3599 | 2.4194 | 2.4804 | 2.5429 | 2.6069 | 2.6726 | 2.74 | 2.809 | 2.8798 | 2.9524 | 3.0268 | 3.1031 | 3.1813 | 3.2614 | 3.3436 | 3.4279 | 3.5143 | 3.6028 | 3.6936 | 3.7867 | 3.8821 | 3.9799
Asset In-Svc:
| Opening balance | [9 empty] | 0 | 0 | 0 | 0 | 0 | 0 | 0 | 0 | 0 | 0 | 0 | 0 | 0 | 0 | 0 | 0 | 0 | 21395.0988 | 34192.214 | 43564.8579 | 51253.0016 | 0 | 0 | 0 | 0 | 0 | 0 | 0 | 0 | 0 | 0 | 0 | 0 | 0 | 0 | 0 | 0 | 0 | 0 | 0 | 0 | 0 | 0 | 0 | 0 | 0 | 0 | 0 | 0 | 0 | 0 | 0 | 0 | 0 | 0 | 0
| Cap Ex | [9 empty] | 0 | 0 | 0 | 0 | 0 | 0 | 0 | 0 | 0 | 0 | 0 | 0 | 0 | 0 | 0 | 0 | 21395.0988 | 12797.1151 | 9372.644 | 7688.1437 | 0 | 0 | 0 | 0 | 0 | 0 | 0 | 0 | 0 | 0 | 0 | 0 | 0 | 0 | 0 | 0 | 0 | 0 | 0 | 0 | 0 | 0 | 0 | 0 | 0 | 0 | 0 | 0 | 0 | 0 | 0 | 0 | 0 | 0 | 0 | 0
| AFUDC | 0% | [8 empty] | 0 | 0 | 0 | 0 | 0 | 0 | 0 | 0 | 0 | 0 | 0 | 0 | 0 | 0 | 0 | 0 | 0 | 0 | 0 | 0 | 0 | 0 | 0 | 0 | 0 | 0 | 0 | 0 | 0 | 0 | 0 | 0 | 0 | 0 | 0 | 0 | 0 | 0 | 0 | 0 | 0 | 0 | 0 | 0 | 0 | 0 | 0 | 0 | 0 | 0 | 0 | 0 | 0 | 0 | 0 | 0
| Ending balance | [9 empty] | 0 | 0 | 0 | 0 | 0 | 0 | 0 | 0 | 0 | 0 | 0 | 0 | 0 | 0 | 0 | 0 | 21395.0988 | 34192.214 | 43564.8579 | 51253.0016 | 51253.0016 | 0 | 0 | 0 | 0 | 0 | 0 | 0 | 0 | 0 | 0 | 0 | 0 | 0 | 0 | 0 | 0 | 0 | 0 | 0 | 0 | 0 | 0 | 0 | 0 | 0 | 0 | 0 | 0 | 0 | 0 | 0 | 0 | 0 | 0 | 0
| In-Svc / Svc LIfe / Ins Rate |  |  | 51253.0016 | 4 | 0.03%
Return on Rate Base:
| Beginning NBV | [9 empty] | 0 | 0 | 0 | 0 | 0 | 0 | 0 | 0 | 0 | 0 | 0 | 0 | 0 | 0 | 0 | 0 | 0 | 0 | 0 | 0 | 51253.0016 | 50185.2308 | 37371.9804 | 24558.7299 | 11745.4795 | 0 | 0 | 0 | 0 | 0 | 0 | 0 | 0 | 0 | 0 | 0 | 0 | 0 | 0 | 0 | 0 | 0 | 0 | 0 | 0 | 0 | 0 | 0 | 0 | 0 | 0 | 0 | 0 | 0 | 0 | 0
| Depreciation | [9 empty] | 0 | 0 | 0 | 0 | 0 | 0 | 0 | 0 | 0 | 0 | 0 | 0 | 0 | 0 | 0 | 0 | 0 | 0 | 0 | 0 | 1067.7709 | 12813.2504 | 12813.2504 | 12813.2504 | 11745.4795 | 0 | 0 | 0 | 0 | 0 | 0 | 0 | 0 | 0 | 0 | 0 | 0 | 0 | 0 | 0 | 0 | 0 | 0 | 0 | 0 | 0 | 0 | 0 | 0 | 0 | 0 | 0 | 0 | 0 | 0 | 0
| Ending NBV | [8 empty] | 0 | 0 | 0 | 0 | 0 | 0 | 0 | 0 | 0 | 0 | 0 | 0 | 0 | 0 | 0 | 0 | 0 | 0 | 0 | 0 | 0 | 50185.2308 | 37371.9804 | 24558.7299 | 11745.4795 | 0 | 0 | 0 | 0 | 0 | 0 | 0 | 0 | 0 | 0 | 0 | 0 | 0 | 0 | 0 | 0 | 0 | 0 | 0 | 0 | 0 | 0 | 0 | 0 | 0 | 0 | 0 | 0 | 0 | 0 | 0 | 0
| Average NBV | [9 empty] | 0 | 0 | 0 | 0 | 0 | 0 | 0 | 0 | 0 | 0 | 0 | 0 | 0 | 0 | 0 | 0 | 0 | 0 | 0 | 0 | 4226.593 | 43778.6056 | 30965.3552 | 18152.1047 | 5872.7398 | 0 | 0 | 0 | 0 | 0 | 0 | 0 | 0 | 0 | 0 | 0 | 0 | 0 | 0 | 0 | 0 | 0 | 0 | 0 | 0 | 0 | 0 | 0 | 0 | 0 | 0 | 0 | 0 | 0 | 0 | 0
| RORB | [9 empty] | 0 | 0 | 0 | 0 | 0 | 0 | 0 | 0 | 0 | 0 | 0 | 0 | 0 | 0 | 0 | 0 | 0 | 0 | 0 | 0 | 295.8615 | 3064.5024 | 2167.5749 | 1270.6473 | 411.0918 | 0 | 0 | 0 | 0 | 0 | 0 | 0 | 0 | 0 | 0 | 0 | 0 | 0 | 0 | 0 | 0 | 0 | 0 | 0 | 0 | 0 | 0 | 0 | 0 | 0 | 0 | 0 | 0 | 0 | 0 | 0
| Insurable Value | [9 empty] | 0 | 0 | 0 | 0 | 0 | 0 | 0 | 0 | 0 | 0 | 0 | 0 | 0 | 0 | 0 | 0 | 0 | 0 | 0 | 0 | 4271.0835 | 51253.0016 | 51253.0016 | 51253.0016 | 46981.9182 | 0 | 0 | 0 | 0 | 0 | 0 | 0 | 0 | 0 | 0 | 0 | 0 | 0 | 0 | 0 | 0 | 0 | 0 | 0 | 0 | 0 | 0 | 0 | 0 | 0 | 0 | 0 | 0 | 0 | 0 | 0
| Insurance | [9 empty] | 0 | 0 | 0 | 0 | 0 | 0 | 0 | 0 | 0 | 0 | 0 | 0 | 0 | 0 | 0 | 0 | 0 | 0 | 0 | 0 | 1.2813 | 15.3759 | 15.3759 | 15.3759 | 14.0946 | 0 | 0 | 0 | 0 | 0 | 0 | 0 | 0 | 0 | 0 | 0 | 0 | 0 | 0 | 0 | 0 | 0 | 0 | 0 | 0 | 0 | 0 | 0 | 0 | 0 | 0 | 0 | 0 | 0 | 0 | 0
| Fixed charges | [9 empty] | 0 | 0 | 0 | 0 | 0 | 0 | 0 | 0 | 0 | 0 | 0 | 0 | 0 | 0 | 0 | 0 | 0 | 0 | 0 | 0 | 1364.9137 | 15893.1287 | 14996.2012 | 14099.2736 | 12170.6659 | 0 | 0 | 0 | 0 | 0 | 0 | 0 | 0 | 0 | 0 | 0 | 0 | 0 | 0 | 0 | 0 | 0 | 0 | 0 | 0 | 0 | 0 | 0 | 0 | 0 | 0 | 0 | 0 | 0 | 0 | 0
22 | CCCT 170 G1 |  |  |  |  | CCGT | 2033 | 531802.1284 | 127808.5014 |  | 0 | 0 | 0 | 0 | 0 | 0 | 0 | 0 | 0 | 0 | 0 | 0 | 0 | 0 | 0 | 0 | 0 | 0 | 0 | 0 | 0 | 4588.3937 | 54388.5855 | 53147.7138 | 51906.8422 | 50665.9706 | 49425.0989 | 48184.2273 | 46943.3557 | 45702.484 | 44461.6124 | 43220.7408 | 41979.8691 | 40738.9975 | 39498.1259 | 38257.2542 | 37016.3826 | 35775.511 | 34534.6393 | 33293.7677 | 32052.8961 | 30812.0244 | 29571.1528 | 28330.2812 | 27089.4095 | 25848.5379 | 24607.6663 | 23366.7946 | 22125.923 | 20885.0514 | 19644.1797 | 16964.4879 | 0 | 0 | 0 | 0
| Jan 2012 $ | 292520.632
| Annual Cap Ex % | 0.0228 | 0.2768 | 0.3808 | 0.3195 | 0
| Esc | 2.52%
| Constn Start | 2030 | 3
| Constn End | 2033 | 12
| Cum Esc Factor | [9 empty] | 1.0125 | 1.038 | 1.0642 | 1.091 | 1.1185 | 1.1467 | 1.1756 | 1.2052 | 1.2356 | 1.2667 | 1.2986 | 1.3314 | 1.3649 | 1.3993 | 1.4346 | 1.4707 | 1.5078 | 1.5458 | 1.5847 | 1.6247 | 1.6656 | 1.7076 | 1.7506 | 1.7947 | 1.84 | 1.8863 | 1.9339 | 1.9826 | 2.0326 | 2.0838 | 2.1363 | 2.1901 | 2.2453 | 2.3019 | 2.3599 | 2.4194 | 2.4804 | 2.5429 | 2.6069 | 2.6726 | 2.74 | 2.809 | 2.8798 | 2.9524 | 3.0268 | 3.1031 | 3.1813 | 3.2614 | 3.3436 | 3.4279 | 3.5143 | 3.6028 | 3.6936 | 3.7867 | 3.8821 | 3.9799
Asset In-Svc:
| Opening balance | [9 empty] | 0 | 0 | 0 | 0 | 0 | 0 | 0 | 0 | 0 | 0 | 0 | 0 | 0 | 0 | 0 | 0 | 0 | 0 | 0 | 10844.6465 | 147183.1832 | 347716.7941 | 0 | 0 | 0 | 0 | 0 | 0 | 0 | 0 | 0 | 0 | 0 | 0 | 0 | 0 | 0 | 0 | 0 | 0 | 0 | 0 | 0 | 0 | 0 | 0 | 0 | 0 | 0 | 0 | 0 | 0 | 0 | 0 | 0 | 0
| Cap Ex | [9 empty] | 0 | 0 | 0 | 0 | 0 | 0 | 0 | 0 | 0 | 0 | 0 | 0 | 0 | 0 | 0 | 0 | 0 | 0 | 10569.4017 | 131549.8146 | 185536.6419 | 159592.4023 | 0 | 0 | 0 | 0 | 0 | 0 | 0 | 0 | 0 | 0 | 0 | 0 | 0 | 0 | 0 | 0 | 0 | 0 | 0 | 0 | 0 | 0 | 0 | 0 | 0 | 0 | 0 | 0 | 0 | 0 | 0 | 0 | 0 | 0
| AFUDC | 6.25% | [8 empty] | 0 | 0 | 0 | 0 | 0 | 0 | 0 | 0 | 0 | 0 | 0 | 0 | 0 | 0 | 0 | 0 | 0 | 0 | 275.2448 | 4788.7221 | 14996.969 | 24492.932 | 0 | 0 | 0 | 0 | 0 | 0 | 0 | 0 | 0 | 0 | 0 | 0 | 0 | 0 | 0 | 0 | 0 | 0 | 0 | 0 | 0 | 0 | 0 | 0 | 0 | 0 | 0 | 0 | 0 | 0 | 0 | 0 | 0 | 0
| Ending balance | [9 empty] | 0 | 0 | 0 | 0 | 0 | 0 | 0 | 0 | 0 | 0 | 0 | 0 | 0 | 0 | 0 | 0 | 0 | 0 | 10844.6465 | 147183.1832 | 347716.7941 | 531802.1284 | 0 | 0 | 0 | 0 | 0 | 0 | 0 | 0 | 0 | 0 | 0 | 0 | 0 | 0 | 0 | 0 | 0 | 0 | 0 | 0 | 0 | 0 | 0 | 0 | 0 | 0 | 0 | 0 | 0 | 0 | 0 | 0 | 0 | 0
| In-Svc / Svc LIfe / Ins Rate |  |  | 531802.1284 | 30 | 0.03%
Return on Rate Base:
| Beginning NBV | [9 empty] | 0 | 0 | 0 | 0 | 0 | 0 | 0 | 0 | 0 | 0 | 0 | 0 | 0 | 0 | 0 | 0 | 0 | 0 | 0 | 0 | 0 | 531802.1284 | 530324.9003 | 512598.1627 | 494871.4251 | 477144.6875 | 459417.9498 | 441691.2122 | 423964.4746 | 406237.737 | 388510.9994 | 370784.2618 | 353057.5242 | 335330.7865 | 317604.0489 | 299877.3113 | 282150.5737 | 264423.8361 | 246697.0985 | 228970.3609 | 211243.6232 | 193516.8856 | 175790.148 | 158063.4104 | 140336.6728 | 122609.9352 | 104883.1976 | 87156.4599 | 69429.7223 | 51702.9847 | 33976.2471 | 16249.5095 | 0 | 0 | 0 | 0
| Depreciation | [9 empty] | 0 | 0 | 0 | 0 | 0 | 0 | 0 | 0 | 0 | 0 | 0 | 0 | 0 | 0 | 0 | 0 | 0 | 0 | 0 | 0 | 0 | 1477.2281 | 17726.7376 | 17726.7376 | 17726.7376 | 17726.7376 | 17726.7376 | 17726.7376 | 17726.7376 | 17726.7376 | 17726.7376 | 17726.7376 | 17726.7376 | 17726.7376 | 17726.7376 | 17726.7376 | 17726.7376 | 17726.7376 | 17726.7376 | 17726.7376 | 17726.7376 | 17726.7376 | 17726.7376 | 17726.7376 | 17726.7376 | 17726.7376 | 17726.7376 | 17726.7376 | 17726.7376 | 17726.7376 | 17726.7376 | 16249.5095 | 0 | 0 | 0 | 0
| Ending NBV | [8 empty] | 0 | 0 | 0 | 0 | 0 | 0 | 0 | 0 | 0 | 0 | 0 | 0 | 0 | 0 | 0 | 0 | 0 | 0 | 0 | 0 | 0 | 0 | 530324.9003 | 512598.1627 | 494871.4251 | 477144.6875 | 459417.9498 | 441691.2122 | 423964.4746 | 406237.737 | 388510.9994 | 370784.2618 | 353057.5242 | 335330.7865 | 317604.0489 | 299877.3113 | 282150.5737 | 264423.8361 | 246697.0985 | 228970.3609 | 211243.6232 | 193516.8856 | 175790.148 | 158063.4104 | 140336.6728 | 122609.9352 | 104883.1976 | 87156.4599 | 69429.7223 | 51702.9847 | 33976.2471 | 16249.5095 | 0 | 0 | 0 | 0 | 0
| Average NBV | [9 empty] | 0 | 0 | 0 | 0 | 0 | 0 | 0 | 0 | 0 | 0 | 0 | 0 | 0 | 0 | 0 | 0 | 0 | 0 | 0 | 0 | 0 | 44255.2929 | 521461.5315 | 503734.7939 | 486008.0563 | 468281.3186 | 450554.581 | 432827.8434 | 415101.1058 | 397374.3682 | 379647.6306 | 361920.893 | 344194.1553 | 326467.4177 | 308740.6801 | 291013.9425 | 273287.2049 | 255560.4673 | 237833.7297 | 220106.992 | 202380.2544 | 184653.5168 | 166926.7792 | 149200.0416 | 131473.304 | 113746.5664 | 96019.8287 | 78293.0911 | 60566.3535 | 42839.6159 | 25112.8783 | 8124.7547 | 0 | 0 | 0 | 0
| RORB | [9 empty] | 0 | 0 | 0 | 0 | 0 | 0 | 0 | 0 | 0 | 0 | 0 | 0 | 0 | 0 | 0 | 0 | 0 | 0 | 0 | 0 | 0 | 3097.8705 | 36502.3072 | 35261.4356 | 34020.5639 | 32779.6923 | 31538.8207 | 30297.949 | 29057.0774 | 27816.2058 | 26575.3341 | 25334.4625 | 24093.5909 | 22852.7192 | 21611.8476 | 20370.976 | 19130.1043 | 17889.2327 | 16648.3611 | 15407.4894 | 14166.6178 | 12925.7462 | 11684.8745 | 10444.0029 | 9203.1313 | 7962.2596 | 6721.388 | 5480.5164 | 4239.6447 | 2998.7731 | 1757.9015 | 568.7328 | 0 | 0 | 0 | 0
| Insurable Value | [9 empty] | 0 | 0 | 0 | 0 | 0 | 0 | 0 | 0 | 0 | 0 | 0 | 0 | 0 | 0 | 0 | 0 | 0 | 0 | 0 | 0 | 0 | 44316.844 | 531802.1284 | 531802.1284 | 531802.1284 | 531802.1284 | 531802.1284 | 531802.1284 | 531802.1284 | 531802.1284 | 531802.1284 | 531802.1284 | 531802.1284 | 531802.1284 | 531802.1284 | 531802.1284 | 531802.1284 | 531802.1284 | 531802.1284 | 531802.1284 | 531802.1284 | 531802.1284 | 531802.1284 | 531802.1284 | 531802.1284 | 531802.1284 | 531802.1284 | 531802.1284 | 531802.1284 | 531802.1284 | 531802.1284 | 487485.2844 | 0 | 0 | 0 | 0
| Insurance | [9 empty] | 0 | 0 | 0 | 0 | 0 | 0 | 0 | 0 | 0 | 0 | 0 | 0 | 0 | 0 | 0 | 0 | 0 | 0 | 0 | 0 | 0 | 13.2951 | 159.5406 | 159.5406 | 159.5406 | 159.5406 | 159.5406 | 159.5406 | 159.5406 | 159.5406 | 159.5406 | 159.5406 | 159.5406 | 159.5406 | 159.5406 | 159.5406 | 159.5406 | 159.5406 | 159.5406 | 159.5406 | 159.5406 | 159.5406 | 159.5406 | 159.5406 | 159.5406 | 159.5406 | 159.5406 | 159.5406 | 159.5406 | 159.5406 | 159.5406 | 146.2456 | 0 | 0 | 0 | 0
| Fixed charges | [9 empty] | 0 | 0 | 0 | 0 | 0 | 0 | 0 | 0 | 0 | 0 | 0 | 0 | 0 | 0 | 0 | 0 | 0 | 0 | 0 | 0 | 0 | 4588.3937 | 54388.5855 | 53147.7138 | 51906.8422 | 50665.9706 | 49425.0989 | 48184.2273 | 46943.3557 | 45702.484 | 44461.6124 | 43220.7408 | 41979.8691 | 40738.9975 | 39498.1259 | 38257.2542 | 37016.3826 | 35775.511 | 34534.6393 | 33293.7677 | 32052.8961 | 30812.0244 | 29571.1528 | 28330.2812 | 27089.4095 | 25848.5379 | 24607.6663 | 23366.7946 | 22125.923 | 20885.0514 | 19644.1797 | 16964.4879 | 0 | 0 | 0 | 0
23 | Wind 25MWx3 |  |  |  |  | Wind | 2035 | 347407.1439 | 73445.5321 |  | 0 | 0 | 0 | 0 | 0 | 0 | 0 | 0 | 0 | 0 | 0 | 0 | 0 | 0 | 0 | 0 | 0 | 0 | 0 | 0 | 0 | 0 | 0 | 10410.2722 | 40881.1357 | 39665.2107 | 38449.2856 | 37233.3606 | 36017.4356 | 34801.5106 | 33585.5856 | 32369.6606 | 31153.7356 | 29937.8106 | 28721.8856 | 27505.9606 | 26290.0356 | 25074.1106 | 23858.1856 | 22642.2606 | 21426.3356 | 20210.4106 | 18994.4856 | 13561.9064 | 0 | 0 | 0 | 0 | 0 | 0 | 0 | 0 | 0 | 0 | 0 | 0
| Jan 2012 $ | 183975.876
| Annual Cap Ex % | 0.3333 | 0.6667 | 0 | 0 | 0
| Esc | 2.6%
| Constn Start | 2034 | 1
| Constn End | 2035 | 10
| Cum Esc Factor | [9 empty] | 1.0129 | 1.0393 | 1.0663 | 1.094 | 1.1224 | 1.1516 | 1.1816 | 1.2123 | 1.2438 | 1.2761 | 1.3093 | 1.3434 | 1.3783 | 1.4141 | 1.4509 | 1.4886 | 1.5273 | 1.567 | 1.6078 | 1.6496 | 1.6925 | 1.7365 | 1.7816 | 1.8279 | 1.8755 | 1.9242 | 1.9743 | 2.0256 | 2.0783 | 2.1323 | 2.1877 | 2.2446 | 2.303 | 2.3629 | 2.4243 | 2.4873 | 2.552 | 2.6183 | 2.6864 | 2.7563 | 2.8279 | 2.9015 | 2.9769 | 3.0543 | 3.1337 | 3.2152 | 3.2988 | 3.3845 | 3.4725 | 3.5628 | 3.6555 | 3.7505 | 3.848 | 3.9481 | 4.0507 | 4.156
Asset In-Svc:
| Opening balance | [9 empty] | 0 | 0 | 0 | 0 | 0 | 0 | 0 | 0 | 0 | 0 | 0 | 0 | 0 | 0 | 0 | 0 | 0 | 0 | 0 | 0 | 0 | 0 | 0 | 112661.563 | 0 | 0 | 0 | 0 | 0 | 0 | 0 | 0 | 0 | 0 | 0 | 0 | 0 | 0 | 0 | 0 | 0 | 0 | 0 | 0 | 0 | 0 | 0 | 0 | 0 | 0 | 0 | 0 | 0 | 0 | 0 | 0
| Cap Ex | [9 empty] | 0 | 0 | 0 | 0 | 0 | 0 | 0 | 0 | 0 | 0 | 0 | 0 | 0 | 0 | 0 | 0 | 0 | 0 | 0 | 0 | 0 | 0 | 109247.5763 | 224209.6563 | 0 | 0 | 0 | 0 | 0 | 0 | 0 | 0 | 0 | 0 | 0 | 0 | 0 | 0 | 0 | 0 | 0 | 0 | 0 | 0 | 0 | 0 | 0 | 0 | 0 | 0 | 0 | 0 | 0 | 0 | 0 | 0
| AFUDC | 6.25% | [8 empty] | 0 | 0 | 0 | 0 | 0 | 0 | 0 | 0 | 0 | 0 | 0 | 0 | 0 | 0 | 0 | 0 | 0 | 0 | 0 | 0 | 0 | 0 | 3413.9868 | 10535.9246 | 0 | 0 | 0 | 0 | 0 | 0 | 0 | 0 | 0 | 0 | 0 | 0 | 0 | 0 | 0 | 0 | 0 | 0 | 0 | 0 | 0 | 0 | 0 | 0 | 0 | 0 | 0 | 0 | 0 | 0 | 0 | 0
| Ending balance | [9 empty] | 0 | 0 | 0 | 0 | 0 | 0 | 0 | 0 | 0 | 0 | 0 | 0 | 0 | 0 | 0 | 0 | 0 | 0 | 0 | 0 | 0 | 0 | 112661.563 | 347407.1439 | 0 | 0 | 0 | 0 | 0 | 0 | 0 | 0 | 0 | 0 | 0 | 0 | 0 | 0 | 0 | 0 | 0 | 0 | 0 | 0 | 0 | 0 | 0 | 0 | 0 | 0 | 0 | 0 | 0 | 0 | 0 | 0
| In-Svc / Svc LIfe / Ins Rate |  |  | 347407.1439 | 20 | 0.03%
Return on Rate Base:
| Beginning NBV | [9 empty] | 0 | 0 | 0 | 0 | 0 | 0 | 0 | 0 | 0 | 0 | 0 | 0 | 0 | 0 | 0 | 0 | 0 | 0 | 0 | 0 | 0 | 0 | 0 | 347407.1439 | 343064.5546 | 325694.1974 | 308323.8402 | 290953.483 | 273583.1258 | 256212.7686 | 238842.4114 | 221472.0542 | 204101.697 | 186731.3398 | 169360.9826 | 151990.6254 | 134620.2682 | 117249.9111 | 99879.5539 | 82509.1967 | 65138.8395 | 47768.4823 | 30398.1251 | 13027.7679 | 0 | 0 | 0 | 0 | 0 | 0 | 0 | 0 | 0 | 0 | 0 | 0
| Depreciation | [9 empty] | 0 | 0 | 0 | 0 | 0 | 0 | 0 | 0 | 0 | 0 | 0 | 0 | 0 | 0 | 0 | 0 | 0 | 0 | 0 | 0 | 0 | 0 | 0 | 4342.5893 | 17370.3572 | 17370.3572 | 17370.3572 | 17370.3572 | 17370.3572 | 17370.3572 | 17370.3572 | 17370.3572 | 17370.3572 | 17370.3572 | 17370.3572 | 17370.3572 | 17370.3572 | 17370.3572 | 17370.3572 | 17370.3572 | 17370.3572 | 17370.3572 | 17370.3572 | 13027.7679 | 0 | 0 | 0 | 0 | 0 | 0 | 0 | 0 | 0 | 0 | 0 | 0
| Ending NBV | [8 empty] | 0 | 0 | 0 | 0 | 0 | 0 | 0 | 0 | 0 | 0 | 0 | 0 | 0 | 0 | 0 | 0 | 0 | 0 | 0 | 0 | 0 | 0 | 0 | 0 | 343064.5546 | 325694.1974 | 308323.8402 | 290953.483 | 273583.1258 | 256212.7686 | 238842.4114 | 221472.0542 | 204101.697 | 186731.3398 | 169360.9826 | 151990.6254 | 134620.2682 | 117249.9111 | 99879.5539 | 82509.1967 | 65138.8395 | 47768.4823 | 30398.1251 | 13027.7679 | 0 | 0 | 0 | 0 | 0 | 0 | 0 | 0 | 0 | 0 | 0 | 0 | 0
| Average NBV | [9 empty] | 0 | 0 | 0 | 0 | 0 | 0 | 0 | 0 | 0 | 0 | 0 | 0 | 0 | 0 | 0 | 0 | 0 | 0 | 0 | 0 | 0 | 0 | 0 | 86308.9623 | 334379.376 | 317009.0188 | 299638.6616 | 282268.3044 | 264897.9472 | 247527.59 | 230157.2328 | 212786.8756 | 195416.5184 | 178046.1612 | 160675.804 | 143305.4468 | 125935.0897 | 108564.7325 | 91194.3753 | 73824.0181 | 56453.6609 | 39083.3037 | 21712.9465 | 6513.8839 | 0 | 0 | 0 | 0 | 0 | 0 | 0 | 0 | 0 | 0 | 0 | 0
| RORB | [9 empty] | 0 | 0 | 0 | 0 | 0 | 0 | 0 | 0 | 0 | 0 | 0 | 0 | 0 | 0 | 0 | 0 | 0 | 0 | 0 | 0 | 0 | 0 | 0 | 6041.6274 | 23406.5563 | 22190.6313 | 20974.7063 | 19758.7813 | 18542.8563 | 17326.9313 | 16111.0063 | 14895.0813 | 13679.1563 | 12463.2313 | 11247.3063 | 10031.3813 | 8815.4563 | 7599.5313 | 6383.6063 | 5167.6813 | 3951.7563 | 2735.8313 | 1519.9063 | 455.9719 | 0 | 0 | 0 | 0 | 0 | 0 | 0 | 0 | 0 | 0 | 0 | 0
| Insurable Value | [9 empty] | 0 | 0 | 0 | 0 | 0 | 0 | 0 | 0 | 0 | 0 | 0 | 0 | 0 | 0 | 0 | 0 | 0 | 0 | 0 | 0 | 0 | 0 | 0 | 86851.786 | 347407.1439 | 347407.1439 | 347407.1439 | 347407.1439 | 347407.1439 | 347407.1439 | 347407.1439 | 347407.1439 | 347407.1439 | 347407.1439 | 347407.1439 | 347407.1439 | 347407.1439 | 347407.1439 | 347407.1439 | 347407.1439 | 347407.1439 | 347407.1439 | 347407.1439 | 260555.3579 | 0 | 0 | 0 | 0 | 0 | 0 | 0 | 0 | 0 | 0 | 0 | 0
| Insurance | [9 empty] | 0 | 0 | 0 | 0 | 0 | 0 | 0 | 0 | 0 | 0 | 0 | 0 | 0 | 0 | 0 | 0 | 0 | 0 | 0 | 0 | 0 | 0 | 0 | 26.0555 | 104.2221 | 104.2221 | 104.2221 | 104.2221 | 104.2221 | 104.2221 | 104.2221 | 104.2221 | 104.2221 | 104.2221 | 104.2221 | 104.2221 | 104.2221 | 104.2221 | 104.2221 | 104.2221 | 104.2221 | 104.2221 | 104.2221 | 78.1666 | 0 | 0 | 0 | 0 | 0 | 0 | 0 | 0 | 0 | 0 | 0 | 0
| Fixed charges | [9 empty] | 0 | 0 | 0 | 0 | 0 | 0 | 0 | 0 | 0 | 0 | 0 | 0 | 0 | 0 | 0 | 0 | 0 | 0 | 0 | 0 | 0 | 0 | 0 | 10410.2722 | 40881.1357 | 39665.2107 | 38449.2856 | 37233.3606 | 36017.4356 | 34801.5106 | 33585.5856 | 32369.6606 | 31153.7356 | 29937.8106 | 28721.8856 | 27505.9606 | 26290.0356 | 25074.1106 | 23858.1856 | 22642.2606 | 21426.3356 | 20210.4106 | 18994.4856 | 13561.9064 | 0 | 0 | 0 | 0 | 0 | 0 | 0 | 0 | 0 | 0 | 0 | 0
24 | 50MW CT |  |  |  |  | NewGT | 2035 | 135318.3375 | 28346.4957 |  | 0 | 0 | 0 | 0 | 0 | 0 | 0 | 0 | 0 | 0 | 0 | 0 | 0 | 0 | 0 | 0 | 0 | 0 | 0 | 0 | 0 | 0 | 0 | 1242.4855 | 14704.5927 | 14325.7013 | 13946.81 | 13567.9186 | 13189.0273 | 12810.1359 | 12431.2446 | 12052.3533 | 11673.4619 | 11294.5706 | 10915.6792 | 10536.7879 | 10157.8965 | 9779.0052 | 9400.1138 | 9021.2225 | 8642.3312 | 8263.4398 | 7884.5485 | 7505.6571 | 7126.7658 | 6747.8744 | 6368.9831 | 5990.0917 | 5172.5435 | 0 | 0 | 0 | 0 | 0 | 0 | 0
| Jan 2012 $ | 72099.644
| Annual Cap Ex % | 0.0105 | 0.2674 | 0.7221 | 0 | 0
| Esc | 2.55%
| Constn Start | 2033 | 4
| Constn End | 2035 | 12
| Cum Esc Factor | [9 empty] | 1.0127 | 1.0385 | 1.065 | 1.0921 | 1.12 | 1.1485 | 1.1778 | 1.2079 | 1.2387 | 1.2702 | 1.3026 | 1.3359 | 1.3699 | 1.4049 | 1.4407 | 1.4774 | 1.5151 | 1.5537 | 1.5933 | 1.634 | 1.6756 | 1.7184 | 1.7622 | 1.8071 | 1.8532 | 1.9005 | 1.9489 | 1.9986 | 2.0496 | 2.1019 | 2.1554 | 2.2104 | 2.2668 | 2.3246 | 2.3839 | 2.4446 | 2.507 | 2.5709 | 2.6365 | 2.7037 | 2.7726 | 2.8433 | 2.9159 | 2.9902 | 3.0665 | 3.1447 | 3.2248 | 3.3071 | 3.3914 | 3.4779 | 3.5666 | 3.6575 | 3.7508 | 3.8464 | 3.9445 | 4.0451
Asset In-Svc:
| Opening balance | [9 empty] | 0 | 0 | 0 | 0 | 0 | 0 | 0 | 0 | 0 | 0 | 0 | 0 | 0 | 0 | 0 | 0 | 0 | 0 | 0 | 0 | 0 | 0 | 1331.3754 | 36450.2978 | 0 | 0 | 0 | 0 | 0 | 0 | 0 | 0 | 0 | 0 | 0 | 0 | 0 | 0 | 0 | 0 | 0 | 0 | 0 | 0 | 0 | 0 | 0 | 0 | 0 | 0 | 0 | 0 | 0 | 0 | 0 | 0
| Cap Ex | [9 empty] | 0 | 0 | 0 | 0 | 0 | 0 | 0 | 0 | 0 | 0 | 0 | 0 | 0 | 0 | 0 | 0 | 0 | 0 | 0 | 0 | 0 | 1300.8859 | 33974.0232 | 94084.6093 | 0 | 0 | 0 | 0 | 0 | 0 | 0 | 0 | 0 | 0 | 0 | 0 | 0 | 0 | 0 | 0 | 0 | 0 | 0 | 0 | 0 | 0 | 0 | 0 | 0 | 0 | 0 | 0 | 0 | 0 | 0 | 0
| AFUDC | 6.25% | [8 empty] | 0 | 0 | 0 | 0 | 0 | 0 | 0 | 0 | 0 | 0 | 0 | 0 | 0 | 0 | 0 | 0 | 0 | 0 | 0 | 0 | 0 | 30.4895 | 1144.8992 | 4783.4304 | 0 | 0 | 0 | 0 | 0 | 0 | 0 | 0 | 0 | 0 | 0 | 0 | 0 | 0 | 0 | 0 | 0 | 0 | 0 | 0 | 0 | 0 | 0 | 0 | 0 | 0 | 0 | 0 | 0 | 0 | 0 | 0
| Ending balance | [9 empty] | 0 | 0 | 0 | 0 | 0 | 0 | 0 | 0 | 0 | 0 | 0 | 0 | 0 | 0 | 0 | 0 | 0 | 0 | 0 | 0 | 0 | 1331.3754 | 36450.2978 | 135318.3375 | 0 | 0 | 0 | 0 | 0 | 0 | 0 | 0 | 0 | 0 | 0 | 0 | 0 | 0 | 0 | 0 | 0 | 0 | 0 | 0 | 0 | 0 | 0 | 0 | 0 | 0 | 0 | 0 | 0 | 0 | 0 | 0
| In-Svc / Svc LIfe / Ins Rate |  |  | 135318.3375 | 25 | 0.03%
Return on Rate Base:
| Beginning NBV | [9 empty] | 0 | 0 | 0 | 0 | 0 | 0 | 0 | 0 | 0 | 0 | 0 | 0 | 0 | 0 | 0 | 0 | 0 | 0 | 0 | 0 | 0 | 0 | 0 | 135318.3375 | 134867.2764 | 129454.5429 | 124041.8094 | 118629.0759 | 113216.3424 | 107803.6089 | 102390.8754 | 96978.1419 | 91565.4084 | 86152.6749 | 80739.9414 | 75327.2079 | 69914.4744 | 64501.7409 | 59089.0074 | 53676.2739 | 48263.5404 | 42850.8069 | 37438.0734 | 32025.3399 | 26612.6064 | 21199.8729 | 15787.1394 | 10374.4059 | 4961.6724 | 0 | 0 | 0 | 0 | 0 | 0 | 0
| Depreciation | [9 empty] | 0 | 0 | 0 | 0 | 0 | 0 | 0 | 0 | 0 | 0 | 0 | 0 | 0 | 0 | 0 | 0 | 0 | 0 | 0 | 0 | 0 | 0 | 0 | 451.0611 | 5412.7335 | 5412.7335 | 5412.7335 | 5412.7335 | 5412.7335 | 5412.7335 | 5412.7335 | 5412.7335 | 5412.7335 | 5412.7335 | 5412.7335 | 5412.7335 | 5412.7335 | 5412.7335 | 5412.7335 | 5412.7335 | 5412.7335 | 5412.7335 | 5412.7335 | 5412.7335 | 5412.7335 | 5412.7335 | 5412.7335 | 5412.7335 | 4961.6724 | 0 | 0 | 0 | 0 | 0 | 0 | 0
| Ending NBV | [8 empty] | 0 | 0 | 0 | 0 | 0 | 0 | 0 | 0 | 0 | 0 | 0 | 0 | 0 | 0 | 0 | 0 | 0 | 0 | 0 | 0 | 0 | 0 | 0 | 0 | 134867.2764 | 129454.5429 | 124041.8094 | 118629.0759 | 113216.3424 | 107803.6089 | 102390.8754 | 96978.1419 | 91565.4084 | 86152.6749 | 80739.9414 | 75327.2079 | 69914.4744 | 64501.7409 | 59089.0074 | 53676.2739 | 48263.5404 | 42850.8069 | 37438.0734 | 32025.3399 | 26612.6064 | 21199.8729 | 15787.1394 | 10374.4059 | 4961.6724 | 0 | 0 | 0 | 0 | 0 | 0 | 0 | 0
| Average NBV | [9 empty] | 0 | 0 | 0 | 0 | 0 | 0 | 0 | 0 | 0 | 0 | 0 | 0 | 0 | 0 | 0 | 0 | 0 | 0 | 0 | 0 | 0 | 0 | 0 | 11257.7339 | 132160.9096 | 126748.1761 | 121335.4426 | 115922.7091 | 110509.9756 | 105097.2421 | 99684.5086 | 94271.7751 | 88859.0416 | 83446.3081 | 78033.5746 | 72620.8411 | 67208.1076 | 61795.3741 | 56382.6406 | 50969.9071 | 45557.1736 | 40144.4401 | 34731.7066 | 29318.9731 | 23906.2396 | 18493.5061 | 13080.7726 | 7668.0391 | 2480.8362 | 0 | 0 | 0 | 0 | 0 | 0 | 0
| RORB | [9 empty] | 0 | 0 | 0 | 0 | 0 | 0 | 0 | 0 | 0 | 0 | 0 | 0 | 0 | 0 | 0 | 0 | 0 | 0 | 0 | 0 | 0 | 0 | 0 | 788.0414 | 9251.2637 | 8872.3723 | 8493.481 | 8114.5896 | 7735.6983 | 7356.8069 | 6977.9156 | 6599.0243 | 6220.1329 | 5841.2416 | 5462.3502 | 5083.4589 | 4704.5675 | 4325.6762 | 3946.7848 | 3567.8935 | 3189.0022 | 2810.1108 | 2431.2195 | 2052.3281 | 1673.4368 | 1294.5454 | 915.6541 | 536.7627 | 173.6585 | 0 | 0 | 0 | 0 | 0 | 0 | 0
| Insurable Value | [9 empty] | 0 | 0 | 0 | 0 | 0 | 0 | 0 | 0 | 0 | 0 | 0 | 0 | 0 | 0 | 0 | 0 | 0 | 0 | 0 | 0 | 0 | 0 | 0 | 11276.5281 | 135318.3375 | 135318.3375 | 135318.3375 | 135318.3375 | 135318.3375 | 135318.3375 | 135318.3375 | 135318.3375 | 135318.3375 | 135318.3375 | 135318.3375 | 135318.3375 | 135318.3375 | 135318.3375 | 135318.3375 | 135318.3375 | 135318.3375 | 135318.3375 | 135318.3375 | 135318.3375 | 135318.3375 | 135318.3375 | 135318.3375 | 135318.3375 | 124041.8094 | 0 | 0 | 0 | 0 | 0 | 0 | 0
| Insurance | [9 empty] | 0 | 0 | 0 | 0 | 0 | 0 | 0 | 0 | 0 | 0 | 0 | 0 | 0 | 0 | 0 | 0 | 0 | 0 | 0 | 0 | 0 | 0 | 0 | 3.383 | 40.5955 | 40.5955 | 40.5955 | 40.5955 | 40.5955 | 40.5955 | 40.5955 | 40.5955 | 40.5955 | 40.5955 | 40.5955 | 40.5955 | 40.5955 | 40.5955 | 40.5955 | 40.5955 | 40.5955 | 40.5955 | 40.5955 | 40.5955 | 40.5955 | 40.5955 | 40.5955 | 40.5955 | 37.2125 | 0 | 0 | 0 | 0 | 0 | 0 | 0
| Fixed charges | [9 empty] | 0 | 0 | 0 | 0 | 0 | 0 | 0 | 0 | 0 | 0 | 0 | 0 | 0 | 0 | 0 | 0 | 0 | 0 | 0 | 0 | 0 | 0 | 0 | 1242.4855 | 14704.5927 | 14325.7013 | 13946.81 | 13567.9186 | 13189.0273 | 12810.1359 | 12431.2446 | 12052.3533 | 11673.4619 | 11294.5706 | 10915.6792 | 10536.7879 | 10157.8965 | 9779.0052 | 9400.1138 | 9021.2225 | 8642.3312 | 8263.4398 | 7884.5485 | 7505.6571 | 7126.7658 | 6747.8744 | 6368.9831 | 5990.0917 | 5172.5435 | 0 | 0 | 0 | 0 | 0 | 0 | 0
25 | CCCT 170 G2 |  |  |  |  | CCGT | 2036 | 509592.5638 | 99972.6998 |  | 0 | 0 | 0 | 0 | 0 | 0 | 0 | 0 | 0 | 0 | 0 | 0 | 0 | 0 | 0 | 0 | 0 | 0 | 0 | 0 | 0 | 0 | 0 | 0 | 4396.7694 | 52117.1639 | 50928.1146 | 49739.0653 | 48550.016 | 47360.9667 | 46171.9173 | 44982.868 | 43793.8187 | 42604.7694 | 41415.7201 | 40226.6708 | 39037.6215 | 37848.5721 | 36659.5228 | 35470.4735 | 34281.4242 | 33092.3749 | 31903.3256 | 30714.2762 | 29525.2269 | 28336.1776 | 27147.1283 | 25958.079 | 24769.0297 | 23579.9804 | 22390.931 | 21201.8817 | 20012.8324 | 18823.7831 | 16256.0028 | 0
| Jan 2012 $ | 261894.592
| Annual Cap Ex % | 0.1374 | 0.5377 | 0.3249 | 0 | 0
| Esc | 2.52%
| Constn Start | 2034 | 1
| Constn End | 2036 | 12
| Cum Esc Factor | [9 empty] | 1.0125 | 1.038 | 1.0642 | 1.091 | 1.1185 | 1.1467 | 1.1756 | 1.2052 | 1.2356 | 1.2667 | 1.2986 | 1.3314 | 1.3649 | 1.3993 | 1.4346 | 1.4707 | 1.5078 | 1.5458 | 1.5847 | 1.6247 | 1.6656 | 1.7076 | 1.7506 | 1.7947 | 1.84 | 1.8863 | 1.9339 | 1.9826 | 2.0326 | 2.0838 | 2.1363 | 2.1901 | 2.2453 | 2.3019 | 2.3599 | 2.4194 | 2.4804 | 2.5429 | 2.6069 | 2.6726 | 2.74 | 2.809 | 2.8798 | 2.9524 | 3.0268 | 3.1031 | 3.1813 | 3.2614 | 3.3436 | 3.4279 | 3.5143 | 3.6028 | 3.6936 | 3.7867 | 3.8821 | 3.9799
Asset In-Svc:
| Opening balance | [9 empty] | 0 | 0 | 0 | 0 | 0 | 0 | 0 | 0 | 0 | 0 | 0 | 0 | 0 | 0 | 0 | 0 | 0 | 0 | 0 | 0 | 0 | 0 | 0 | 64963.6875 | 329658.8187 | 0 | 0 | 0 | 0 | 0 | 0 | 0 | 0 | 0 | 0 | 0 | 0 | 0 | 0 | 0 | 0 | 0 | 0 | 0 | 0 | 0 | 0 | 0 | 0 | 0 | 0 | 0 | 0 | 0 | 0 | 0
| Cap Ex | [9 empty] | 0 | 0 | 0 | 0 | 0 | 0 | 0 | 0 | 0 | 0 | 0 | 0 | 0 | 0 | 0 | 0 | 0 | 0 | 0 | 0 | 0 | 0 | 62995.091 | 252736.8734 | 156562.1876 | 0 | 0 | 0 | 0 | 0 | 0 | 0 | 0 | 0 | 0 | 0 | 0 | 0 | 0 | 0 | 0 | 0 | 0 | 0 | 0 | 0 | 0 | 0 | 0 | 0 | 0 | 0 | 0 | 0 | 0 | 0
| AFUDC | 6.25% | [8 empty] | 0 | 0 | 0 | 0 | 0 | 0 | 0 | 0 | 0 | 0 | 0 | 0 | 0 | 0 | 0 | 0 | 0 | 0 | 0 | 0 | 0 | 0 | 1968.5966 | 11958.2578 | 23371.5575 | 0 | 0 | 0 | 0 | 0 | 0 | 0 | 0 | 0 | 0 | 0 | 0 | 0 | 0 | 0 | 0 | 0 | 0 | 0 | 0 | 0 | 0 | 0 | 0 | 0 | 0 | 0 | 0 | 0 | 0 | 0
| Ending balance | [9 empty] | 0 | 0 | 0 | 0 | 0 | 0 | 0 | 0 | 0 | 0 | 0 | 0 | 0 | 0 | 0 | 0 | 0 | 0 | 0 | 0 | 0 | 0 | 64963.6875 | 329658.8187 | 509592.5638 | 0 | 0 | 0 | 0 | 0 | 0 | 0 | 0 | 0 | 0 | 0 | 0 | 0 | 0 | 0 | 0 | 0 | 0 | 0 | 0 | 0 | 0 | 0 | 0 | 0 | 0 | 0 | 0 | 0 | 0 | 0
| In-Svc / Svc LIfe / Ins Rate |  |  | 509592.5638 | 30 | 0.03%
Return on Rate Base:
| Beginning NBV | [9 empty] | 0 | 0 | 0 | 0 | 0 | 0 | 0 | 0 | 0 | 0 | 0 | 0 | 0 | 0 | 0 | 0 | 0 | 0 | 0 | 0 | 0 | 0 | 0 | 0 | 509592.5638 | 508177.0289 | 491190.6101 | 474204.1913 | 457217.7725 | 440231.3537 | 423244.9349 | 406258.5161 | 389272.0973 | 372285.6785 | 355299.2598 | 338312.841 | 321326.4222 | 304340.0034 | 287353.5846 | 270367.1658 | 253380.747 | 236394.3282 | 219407.9094 | 202421.4906 | 185435.0718 | 168448.653 | 151462.2342 | 134475.8154 | 117489.3967 | 100502.9779 | 83516.5591 | 66530.1403 | 49543.7215 | 32557.3027 | 15570.8839 | 0
| Depreciation | [9 empty] | 0 | 0 | 0 | 0 | 0 | 0 | 0 | 0 | 0 | 0 | 0 | 0 | 0 | 0 | 0 | 0 | 0 | 0 | 0 | 0 | 0 | 0 | 0 | 0 | 1415.5349 | 16986.4188 | 16986.4188 | 16986.4188 | 16986.4188 | 16986.4188 | 16986.4188 | 16986.4188 | 16986.4188 | 16986.4188 | 16986.4188 | 16986.4188 | 16986.4188 | 16986.4188 | 16986.4188 | 16986.4188 | 16986.4188 | 16986.4188 | 16986.4188 | 16986.4188 | 16986.4188 | 16986.4188 | 16986.4188 | 16986.4188 | 16986.4188 | 16986.4188 | 16986.4188 | 16986.4188 | 16986.4188 | 16986.4188 | 15570.8839 | 0
| Ending NBV | [8 empty] | 0 | 0 | 0 | 0 | 0 | 0 | 0 | 0 | 0 | 0 | 0 | 0 | 0 | 0 | 0 | 0 | 0 | 0 | 0 | 0 | 0 | 0 | 0 | 0 | 0 | 508177.0289 | 491190.6101 | 474204.1913 | 457217.7725 | 440231.3537 | 423244.9349 | 406258.5161 | 389272.0973 | 372285.6785 | 355299.2598 | 338312.841 | 321326.4222 | 304340.0034 | 287353.5846 | 270367.1658 | 253380.747 | 236394.3282 | 219407.9094 | 202421.4906 | 185435.0718 | 168448.653 | 151462.2342 | 134475.8154 | 117489.3967 | 100502.9779 | 83516.5591 | 66530.1403 | 49543.7215 | 32557.3027 | 15570.8839 | 0 | 0
| Average NBV | [9 empty] | 0 | 0 | 0 | 0 | 0 | 0 | 0 | 0 | 0 | 0 | 0 | 0 | 0 | 0 | 0 | 0 | 0 | 0 | 0 | 0 | 0 | 0 | 0 | 0 | 42407.0664 | 499683.8195 | 482697.4007 | 465710.9819 | 448724.5631 | 431738.1443 | 414751.7255 | 397765.3067 | 380778.8879 | 363792.4691 | 346806.0504 | 329819.6316 | 312833.2128 | 295846.794 | 278860.3752 | 261873.9564 | 244887.5376 | 227901.1188 | 210914.7 | 193928.2812 | 176941.8624 | 159955.4436 | 142969.0248 | 125982.606 | 108996.1873 | 92009.7685 | 75023.3497 | 58036.9309 | 41050.5121 | 24064.0933 | 7785.4419 | 0
| RORB | [9 empty] | 0 | 0 | 0 | 0 | 0 | 0 | 0 | 0 | 0 | 0 | 0 | 0 | 0 | 0 | 0 | 0 | 0 | 0 | 0 | 0 | 0 | 0 | 0 | 0 | 2968.4946 | 34977.8674 | 33788.818 | 32599.7687 | 31410.7194 | 30221.6701 | 29032.6208 | 27843.5715 | 26654.5222 | 25465.4728 | 24276.4235 | 23087.3742 | 21898.3249 | 20709.2756 | 19520.2263 | 18331.1769 | 17142.1276 | 15953.0783 | 14764.029 | 13574.9797 | 12385.9304 | 11196.8811 | 10007.8317 | 8818.7824 | 7629.7331 | 6440.6838 | 5251.6345 | 4062.5852 | 2873.5358 | 1684.4865 | 544.9809 | 0
| Insurable Value | [9 empty] | 0 | 0 | 0 | 0 | 0 | 0 | 0 | 0 | 0 | 0 | 0 | 0 | 0 | 0 | 0 | 0 | 0 | 0 | 0 | 0 | 0 | 0 | 0 | 0 | 42466.047 | 509592.5638 | 509592.5638 | 509592.5638 | 509592.5638 | 509592.5638 | 509592.5638 | 509592.5638 | 509592.5638 | 509592.5638 | 509592.5638 | 509592.5638 | 509592.5638 | 509592.5638 | 509592.5638 | 509592.5638 | 509592.5638 | 509592.5638 | 509592.5638 | 509592.5638 | 509592.5638 | 509592.5638 | 509592.5638 | 509592.5638 | 509592.5638 | 509592.5638 | 509592.5638 | 509592.5638 | 509592.5638 | 509592.5638 | 467126.5168 | 0
| Insurance | [9 empty] | 0 | 0 | 0 | 0 | 0 | 0 | 0 | 0 | 0 | 0 | 0 | 0 | 0 | 0 | 0 | 0 | 0 | 0 | 0 | 0 | 0 | 0 | 0 | 0 | 12.7398 | 152.8778 | 152.8778 | 152.8778 | 152.8778 | 152.8778 | 152.8778 | 152.8778 | 152.8778 | 152.8778 | 152.8778 | 152.8778 | 152.8778 | 152.8778 | 152.8778 | 152.8778 | 152.8778 | 152.8778 | 152.8778 | 152.8778 | 152.8778 | 152.8778 | 152.8778 | 152.8778 | 152.8778 | 152.8778 | 152.8778 | 152.8778 | 152.8778 | 152.8778 | 140.138 | 0
| Fixed charges | [9 empty] | 0 | 0 | 0 | 0 | 0 | 0 | 0 | 0 | 0 | 0 | 0 | 0 | 0 | 0 | 0 | 0 | 0 | 0 | 0 | 0 | 0 | 0 | 0 | 0 | 4396.7694 | 52117.1639 | 50928.1146 | 49739.0653 | 48550.016 | 47360.9667 | 46171.9173 | 44982.868 | 43793.8187 | 42604.7694 | 41415.7201 | 40226.6708 | 39037.6215 | 37848.5721 | 36659.5228 | 35470.4735 | 34281.4242 | 33092.3749 | 31903.3256 | 30714.2762 | 29525.2269 | 28336.1776 | 27147.1283 | 25958.079 | 24769.0297 | 23579.9804 | 22390.931 | 21201.8817 | 20012.8324 | 18823.7831 | 16256.0028 | 0
26 | Wind 25MWx2 |  |  |  |  | Wind | 2040 | 263320.2687 | 39690.9997 |  | 0 | 0 | 0 | 0 | 0 | 0 | 0 | 0 | 0 | 0 | 0 | 0 | 0 | 0 | 0 | 0 | 0 | 0 | 0 | 0 | 0 | 0 | 0 | 0 | 0 | 0 | 0 | 0 | 7890.5564 | 30986.2126 | 30064.5917 | 29142.9707 | 28221.3498 | 27299.7289 | 26378.1079 | 25456.487 | 24534.866 | 23613.2451 | 22691.6242 | 21770.0032 | 20848.3823 | 19926.7613 | 19005.1404 | 18083.5195 | 17161.8985 | 16240.2776 | 15318.6566 | 14397.0357 | 10279.365 | 0 | 0 | 0 | 0 | 0 | 0 | 0
| Jan 2012 $ | 122650.584
| Annual Cap Ex % | 0.3333 | 0.6667 | 0 | 0 | 0
| Esc | 2.6%
| Constn Start | 2039 | 1
| Constn End | 2040 | 10
| Cum Esc Factor | [9 empty] | 1.0129 | 1.0393 | 1.0663 | 1.094 | 1.1224 | 1.1516 | 1.1816 | 1.2123 | 1.2438 | 1.2761 | 1.3093 | 1.3434 | 1.3783 | 1.4141 | 1.4509 | 1.4886 | 1.5273 | 1.567 | 1.6078 | 1.6496 | 1.6925 | 1.7365 | 1.7816 | 1.8279 | 1.8755 | 1.9242 | 1.9743 | 2.0256 | 2.0783 | 2.1323 | 2.1877 | 2.2446 | 2.303 | 2.3629 | 2.4243 | 2.4873 | 2.552 | 2.6183 | 2.6864 | 2.7563 | 2.8279 | 2.9015 | 2.9769 | 3.0543 | 3.1337 | 3.2152 | 3.2988 | 3.3845 | 3.4725 | 3.5628 | 3.6555 | 3.7505 | 3.848 | 3.9481 | 4.0507 | 4.156
Asset In-Svc:
| Opening balance | [9 empty] | 0 | 0 | 0 | 0 | 0 | 0 | 0 | 0 | 0 | 0 | 0 | 0 | 0 | 0 | 0 | 0 | 0 | 0 | 0 | 0 | 0 | 0 | 0 | 0 | 0 | 0 | 0 | 0 | 85392.8124 | 0 | 0 | 0 | 0 | 0 | 0 | 0 | 0 | 0 | 0 | 0 | 0 | 0 | 0 | 0 | 0 | 0 | 0 | 0 | 0 | 0 | 0 | 0 | 0 | 0 | 0 | 0
| Cap Ex | [9 empty] | 0 | 0 | 0 | 0 | 0 | 0 | 0 | 0 | 0 | 0 | 0 | 0 | 0 | 0 | 0 | 0 | 0 | 0 | 0 | 0 | 0 | 0 | 0 | 0 | 0 | 0 | 0 | 82805.1514 | 169941.6606 | 0 | 0 | 0 | 0 | 0 | 0 | 0 | 0 | 0 | 0 | 0 | 0 | 0 | 0 | 0 | 0 | 0 | 0 | 0 | 0 | 0 | 0 | 0 | 0 | 0 | 0 | 0
| AFUDC | 6.25% | [8 empty] | 0 | 0 | 0 | 0 | 0 | 0 | 0 | 0 | 0 | 0 | 0 | 0 | 0 | 0 | 0 | 0 | 0 | 0 | 0 | 0 | 0 | 0 | 0 | 0 | 0 | 0 | 0 | 2587.661 | 7985.7957 | 0 | 0 | 0 | 0 | 0 | 0 | 0 | 0 | 0 | 0 | 0 | 0 | 0 | 0 | 0 | 0 | 0 | 0 | 0 | 0 | 0 | 0 | 0 | 0 | 0 | 0 | 0
| Ending balance | [9 empty] | 0 | 0 | 0 | 0 | 0 | 0 | 0 | 0 | 0 | 0 | 0 | 0 | 0 | 0 | 0 | 0 | 0 | 0 | 0 | 0 | 0 | 0 | 0 | 0 | 0 | 0 | 0 | 85392.8124 | 263320.2687 | 0 | 0 | 0 | 0 | 0 | 0 | 0 | 0 | 0 | 0 | 0 | 0 | 0 | 0 | 0 | 0 | 0 | 0 | 0 | 0 | 0 | 0 | 0 | 0 | 0 | 0 | 0
| In-Svc / Svc LIfe / Ins Rate |  |  | 263320.2687 | 20 | 0.03%
Return on Rate Base:
| Beginning NBV | [9 empty] | 0 | 0 | 0 | 0 | 0 | 0 | 0 | 0 | 0 | 0 | 0 | 0 | 0 | 0 | 0 | 0 | 0 | 0 | 0 | 0 | 0 | 0 | 0 | 0 | 0 | 0 | 0 | 0 | 263320.2687 | 260028.7653 | 246862.7519 | 233696.7385 | 220530.725 | 207364.7116 | 194198.6982 | 181032.6847 | 167866.6713 | 154700.6579 | 141534.6444 | 128368.631 | 115202.6176 | 102036.6041 | 88870.5907 | 75704.5773 | 62538.5638 | 49372.5504 | 36206.5369 | 23040.5235 | 9874.5101 | 0 | 0 | 0 | 0 | 0 | 0 | 0
| Depreciation | [9 empty] | 0 | 0 | 0 | 0 | 0 | 0 | 0 | 0 | 0 | 0 | 0 | 0 | 0 | 0 | 0 | 0 | 0 | 0 | 0 | 0 | 0 | 0 | 0 | 0 | 0 | 0 | 0 | 0 | 3291.5034 | 13166.0134 | 13166.0134 | 13166.0134 | 13166.0134 | 13166.0134 | 13166.0134 | 13166.0134 | 13166.0134 | 13166.0134 | 13166.0134 | 13166.0134 | 13166.0134 | 13166.0134 | 13166.0134 | 13166.0134 | 13166.0134 | 13166.0134 | 13166.0134 | 13166.0134 | 9874.5101 | 0 | 0 | 0 | 0 | 0 | 0 | 0
| Ending NBV | [8 empty] | 0 | 0 | 0 | 0 | 0 | 0 | 0 | 0 | 0 | 0 | 0 | 0 | 0 | 0 | 0 | 0 | 0 | 0 | 0 | 0 | 0 | 0 | 0 | 0 | 0 | 0 | 0 | 0 | 0 | 260028.7653 | 246862.7519 | 233696.7385 | 220530.725 | 207364.7116 | 194198.6982 | 181032.6847 | 167866.6713 | 154700.6579 | 141534.6444 | 128368.631 | 115202.6176 | 102036.6041 | 88870.5907 | 75704.5773 | 62538.5638 | 49372.5504 | 36206.5369 | 23040.5235 | 9874.5101 | 0 | 0 | 0 | 0 | 0 | 0 | 0 | 0
| Average NBV | [9 empty] | 0 | 0 | 0 | 0 | 0 | 0 | 0 | 0 | 0 | 0 | 0 | 0 | 0 | 0 | 0 | 0 | 0 | 0 | 0 | 0 | 0 | 0 | 0 | 0 | 0 | 0 | 0 | 0 | 65418.6293 | 253445.7586 | 240279.7452 | 227113.7318 | 213947.7183 | 200781.7049 | 187615.6914 | 174449.678 | 161283.6646 | 148117.6511 | 134951.6377 | 121785.6243 | 108619.6108 | 95453.5974 | 82287.584 | 69121.5705 | 55955.5571 | 42789.5437 | 29623.5302 | 16457.5168 | 4937.255 | 0 | 0 | 0 | 0 | 0 | 0 | 0
| RORB | [9 empty] | 0 | 0 | 0 | 0 | 0 | 0 | 0 | 0 | 0 | 0 | 0 | 0 | 0 | 0 | 0 | 0 | 0 | 0 | 0 | 0 | 0 | 0 | 0 | 0 | 0 | 0 | 0 | 0 | 4579.304 | 17741.2031 | 16819.5822 | 15897.9612 | 14976.3403 | 14054.7193 | 13133.0984 | 12211.4775 | 11289.8565 | 10368.2356 | 9446.6146 | 8524.9937 | 7603.3728 | 6681.7518 | 5760.1309 | 4838.5099 | 3916.889 | 2995.2681 | 2073.6471 | 1152.0262 | 345.6079 | 0 | 0 | 0 | 0 | 0 | 0 | 0
| Insurable Value | [9 empty] | 0 | 0 | 0 | 0 | 0 | 0 | 0 | 0 | 0 | 0 | 0 | 0 | 0 | 0 | 0 | 0 | 0 | 0 | 0 | 0 | 0 | 0 | 0 | 0 | 0 | 0 | 0 | 0 | 65830.0672 | 263320.2687 | 263320.2687 | 263320.2687 | 263320.2687 | 263320.2687 | 263320.2687 | 263320.2687 | 263320.2687 | 263320.2687 | 263320.2687 | 263320.2687 | 263320.2687 | 263320.2687 | 263320.2687 | 263320.2687 | 263320.2687 | 263320.2687 | 263320.2687 | 263320.2687 | 197490.2015 | 0 | 0 | 0 | 0 | 0 | 0 | 0
| Insurance | [9 empty] | 0 | 0 | 0 | 0 | 0 | 0 | 0 | 0 | 0 | 0 | 0 | 0 | 0 | 0 | 0 | 0 | 0 | 0 | 0 | 0 | 0 | 0 | 0 | 0 | 0 | 0 | 0 | 0 | 19.749 | 78.9961 | 78.9961 | 78.9961 | 78.9961 | 78.9961 | 78.9961 | 78.9961 | 78.9961 | 78.9961 | 78.9961 | 78.9961 | 78.9961 | 78.9961 | 78.9961 | 78.9961 | 78.9961 | 78.9961 | 78.9961 | 78.9961 | 59.2471 | 0 | 0 | 0 | 0 | 0 | 0 | 0
| Fixed charges | [9 empty] | 0 | 0 | 0 | 0 | 0 | 0 | 0 | 0 | 0 | 0 | 0 | 0 | 0 | 0 | 0 | 0 | 0 | 0 | 0 | 0 | 0 | 0 | 0 | 0 | 0 | 0 | 0 | 0 | 7890.5564 | 30986.2126 | 30064.5917 | 29142.9707 | 28221.3498 | 27299.7289 | 26378.1079 | 25456.487 | 24534.866 | 23613.2451 | 22691.6242 | 21770.0032 | 20848.3823 | 19926.7613 | 19005.1404 | 18083.5195 | 17161.8985 | 16240.2776 | 15318.6566 | 14397.0357 | 10279.365 | 0 | 0 | 0 | 0 | 0 | 0 | 0
27 | 50MW CT |  |  |  |  | NewGT | 2040 | 153474.0582 | 22922.3328 |  | 0 | 0 | 0 | 0 | 0 | 0 | 0 | 0 | 0 | 0 | 0 | 0 | 0 | 0 | 0 | 0 | 0 | 0 | 0 | 0 | 0 | 0 | 0 | 0 | 0 | 0 | 0 | 0 | 1409.1903 | 16677.5143 | 16247.787 | 15818.0596 | 15388.3322 | 14958.6049 | 14528.8775 | 14099.1501 | 13669.4228 | 13239.6954 | 12809.9681 | 12380.2407 | 11950.5133 | 11520.786 | 11091.0586 | 10661.3312 | 10231.6039 | 9801.8765 | 9372.1492 | 8942.4218 | 8512.6944 | 8082.9671 | 7653.2397 | 7223.5123 | 6793.785 | 5866.5459 | 0 | 0
| Jan 2012 $ | 72099.644
| Annual Cap Ex % | 0.0105 | 0.2674 | 0.7221 | 0 | 0
| Esc | 2.55%
| Constn Start | 2038 | 4
| Constn End | 2040 | 12
| Cum Esc Factor | [9 empty] | 1.0127 | 1.0385 | 1.065 | 1.0921 | 1.12 | 1.1485 | 1.1778 | 1.2079 | 1.2387 | 1.2702 | 1.3026 | 1.3359 | 1.3699 | 1.4049 | 1.4407 | 1.4774 | 1.5151 | 1.5537 | 1.5933 | 1.634 | 1.6756 | 1.7184 | 1.7622 | 1.8071 | 1.8532 | 1.9005 | 1.9489 | 1.9986 | 2.0496 | 2.1019 | 2.1554 | 2.2104 | 2.2668 | 2.3246 | 2.3839 | 2.4446 | 2.507 | 2.5709 | 2.6365 | 2.7037 | 2.7726 | 2.8433 | 2.9159 | 2.9902 | 3.0665 | 3.1447 | 3.2248 | 3.3071 | 3.3914 | 3.4779 | 3.5666 | 3.6575 | 3.7508 | 3.8464 | 3.9445 | 4.0451
Asset In-Svc:
| Opening balance | [9 empty] | 0 | 0 | 0 | 0 | 0 | 0 | 0 | 0 | 0 | 0 | 0 | 0 | 0 | 0 | 0 | 0 | 0 | 0 | 0 | 0 | 0 | 0 | 0 | 0 | 0 | 0 | 0 | 1510.0067 | 41340.8503 | 0 | 0 | 0 | 0 | 0 | 0 | 0 | 0 | 0 | 0 | 0 | 0 | 0 | 0 | 0 | 0 | 0 | 0 | 0 | 0 | 0 | 0 | 0 | 0 | 0 | 0 | 0
| Cap Ex | [9 empty] | 0 | 0 | 0 | 0 | 0 | 0 | 0 | 0 | 0 | 0 | 0 | 0 | 0 | 0 | 0 | 0 | 0 | 0 | 0 | 0 | 0 | 0 | 0 | 0 | 0 | 0 | 1475.4263 | 38532.3328 | 106707.9826 | 0 | 0 | 0 | 0 | 0 | 0 | 0 | 0 | 0 | 0 | 0 | 0 | 0 | 0 | 0 | 0 | 0 | 0 | 0 | 0 | 0 | 0 | 0 | 0 | 0 | 0 | 0
| AFUDC | 6.25% | [8 empty] | 0 | 0 | 0 | 0 | 0 | 0 | 0 | 0 | 0 | 0 | 0 | 0 | 0 | 0 | 0 | 0 | 0 | 0 | 0 | 0 | 0 | 0 | 0 | 0 | 0 | 0 | 34.5803 | 1298.5108 | 5425.2253 | 0 | 0 | 0 | 0 | 0 | 0 | 0 | 0 | 0 | 0 | 0 | 0 | 0 | 0 | 0 | 0 | 0 | 0 | 0 | 0 | 0 | 0 | 0 | 0 | 0 | 0 | 0
| Ending balance | [9 empty] | 0 | 0 | 0 | 0 | 0 | 0 | 0 | 0 | 0 | 0 | 0 | 0 | 0 | 0 | 0 | 0 | 0 | 0 | 0 | 0 | 0 | 0 | 0 | 0 | 0 | 0 | 1510.0067 | 41340.8503 | 153474.0582 | 0 | 0 | 0 | 0 | 0 | 0 | 0 | 0 | 0 | 0 | 0 | 0 | 0 | 0 | 0 | 0 | 0 | 0 | 0 | 0 | 0 | 0 | 0 | 0 | 0 | 0 | 0
| In-Svc / Svc LIfe / Ins Rate |  |  | 153474.0582 | 25 | 0.03%
Return on Rate Base:
| Beginning NBV | [9 empty] | 0 | 0 | 0 | 0 | 0 | 0 | 0 | 0 | 0 | 0 | 0 | 0 | 0 | 0 | 0 | 0 | 0 | 0 | 0 | 0 | 0 | 0 | 0 | 0 | 0 | 0 | 0 | 0 | 153474.0582 | 152962.478 | 146823.5157 | 140684.5533 | 134545.591 | 128406.6287 | 122267.6664 | 116128.704 | 109989.7417 | 103850.7794 | 97711.8171 | 91572.8547 | 85433.8924 | 79294.9301 | 73155.9677 | 67017.0054 | 60878.0431 | 54739.0808 | 48600.1184 | 42461.1561 | 36322.1938 | 30183.2314 | 24044.2691 | 17905.3068 | 11766.3445 | 5627.3821 | 0 | 0
| Depreciation | [9 empty] | 0 | 0 | 0 | 0 | 0 | 0 | 0 | 0 | 0 | 0 | 0 | 0 | 0 | 0 | 0 | 0 | 0 | 0 | 0 | 0 | 0 | 0 | 0 | 0 | 0 | 0 | 0 | 0 | 511.5802 | 6138.9623 | 6138.9623 | 6138.9623 | 6138.9623 | 6138.9623 | 6138.9623 | 6138.9623 | 6138.9623 | 6138.9623 | 6138.9623 | 6138.9623 | 6138.9623 | 6138.9623 | 6138.9623 | 6138.9623 | 6138.9623 | 6138.9623 | 6138.9623 | 6138.9623 | 6138.9623 | 6138.9623 | 6138.9623 | 6138.9623 | 6138.9623 | 5627.3821 | 0 | 0
| Ending NBV | [8 empty] | 0 | 0 | 0 | 0 | 0 | 0 | 0 | 0 | 0 | 0 | 0 | 0 | 0 | 0 | 0 | 0 | 0 | 0 | 0 | 0 | 0 | 0 | 0 | 0 | 0 | 0 | 0 | 0 | 0 | 152962.478 | 146823.5157 | 140684.5533 | 134545.591 | 128406.6287 | 122267.6664 | 116128.704 | 109989.7417 | 103850.7794 | 97711.8171 | 91572.8547 | 85433.8924 | 79294.9301 | 73155.9677 | 67017.0054 | 60878.0431 | 54739.0808 | 48600.1184 | 42461.1561 | 36322.1938 | 30183.2314 | 24044.2691 | 17905.3068 | 11766.3445 | 5627.3821 | 0 | 0 | 0
| Average NBV | [9 empty] | 0 | 0 | 0 | 0 | 0 | 0 | 0 | 0 | 0 | 0 | 0 | 0 | 0 | 0 | 0 | 0 | 0 | 0 | 0 | 0 | 0 | 0 | 0 | 0 | 0 | 0 | 0 | 0 | 12768.189 | 149892.9968 | 143754.0345 | 137615.0722 | 131476.1099 | 125337.1475 | 119198.1852 | 113059.2229 | 106920.2605 | 100781.2982 | 94642.3359 | 88503.3736 | 82364.4112 | 76225.4489 | 70086.4866 | 63947.5242 | 57808.5619 | 51669.5996 | 45530.6373 | 39391.6749 | 33252.7126 | 27113.7503 | 20974.788 | 14835.8256 | 8696.8633 | 2813.6911 | 0 | 0
| RORB | [9 empty] | 0 | 0 | 0 | 0 | 0 | 0 | 0 | 0 | 0 | 0 | 0 | 0 | 0 | 0 | 0 | 0 | 0 | 0 | 0 | 0 | 0 | 0 | 0 | 0 | 0 | 0 | 0 | 0 | 893.7732 | 10492.5098 | 10062.7824 | 9633.0551 | 9203.3277 | 8773.6003 | 8343.873 | 7914.1456 | 7484.4182 | 7054.6909 | 6624.9635 | 6195.2361 | 5765.5088 | 5335.7814 | 4906.0541 | 4476.3267 | 4046.5993 | 3616.872 | 3187.1446 | 2757.4172 | 2327.6899 | 1897.9625 | 1468.2352 | 1038.5078 | 608.7804 | 196.9584 | 0 | 0
| Insurable Value | [9 empty] | 0 | 0 | 0 | 0 | 0 | 0 | 0 | 0 | 0 | 0 | 0 | 0 | 0 | 0 | 0 | 0 | 0 | 0 | 0 | 0 | 0 | 0 | 0 | 0 | 0 | 0 | 0 | 0 | 12789.5048 | 153474.0582 | 153474.0582 | 153474.0582 | 153474.0582 | 153474.0582 | 153474.0582 | 153474.0582 | 153474.0582 | 153474.0582 | 153474.0582 | 153474.0582 | 153474.0582 | 153474.0582 | 153474.0582 | 153474.0582 | 153474.0582 | 153474.0582 | 153474.0582 | 153474.0582 | 153474.0582 | 153474.0582 | 153474.0582 | 153474.0582 | 153474.0582 | 140684.5533 | 0 | 0
| Insurance | [9 empty] | 0 | 0 | 0 | 0 | 0 | 0 | 0 | 0 | 0 | 0 | 0 | 0 | 0 | 0 | 0 | 0 | 0 | 0 | 0 | 0 | 0 | 0 | 0 | 0 | 0 | 0 | 0 | 0 | 3.8369 | 46.0422 | 46.0422 | 46.0422 | 46.0422 | 46.0422 | 46.0422 | 46.0422 | 46.0422 | 46.0422 | 46.0422 | 46.0422 | 46.0422 | 46.0422 | 46.0422 | 46.0422 | 46.0422 | 46.0422 | 46.0422 | 46.0422 | 46.0422 | 46.0422 | 46.0422 | 46.0422 | 46.0422 | 42.2054 | 0 | 0
| Fixed charges | [9 empty] | 0 | 0 | 0 | 0 | 0 | 0 | 0 | 0 | 0 | 0 | 0 | 0 | 0 | 0 | 0 | 0 | 0 | 0 | 0 | 0 | 0 | 0 | 0 | 0 | 0 | 0 | 0 | 0 | 1409.1903 | 16677.5143 | 16247.787 | 15818.0596 | 15388.3322 | 14958.6049 | 14528.8775 | 14099.1501 | 13669.4228 | 13239.6954 | 12809.9681 | 12380.2407 | 11950.5133 | 11520.786 | 11091.0586 | 10661.3312 | 10231.6039 | 9801.8765 | 9372.1492 | 8942.4218 | 8512.6944 | 8082.9671 | 7653.2397 | 7223.5123 | 6793.785 | 5866.5459 | 0 | 0
28 | 50MW CT |  |  |  |  | NewGT | 2042 | 161401.0317 | 21055.3559 |  | 0 | 0 | 0 | 0 | 0 | 0 | 0 | 0 | 0 | 0 | 0 | 0 | 0 | 0 | 0 | 0 | 0 | 0 | 0 | 0 | 0 | 0 | 0 | 0 | 0 | 0 | 0 | 0 | 0 | 0 | 1481.9753 | 17538.9121 | 17086.9892 | 16635.0663 | 16183.1434 | 15731.2206 | 15279.2977 | 14827.3748 | 14375.4519 | 13923.529 | 13471.6061 | 13019.6832 | 12567.7603 | 12115.8374 | 11663.9146 | 11211.9917 | 10760.0688 | 10308.1459 | 9856.223 | 9404.3001 | 8952.3772 | 8500.4543 | 8048.5314 | 7596.6086 | 7144.6857 | 6169.5544
| Jan 2012 $ | 72099.644
| Annual Cap Ex % | 0.0105 | 0.2674 | 0.7221 | 0 | 0
| Esc | 2.55%
| Constn Start | 2040 | 4
| Constn End | 2042 | 12
| Cum Esc Factor | [9 empty] | 1.0127 | 1.0385 | 1.065 | 1.0921 | 1.12 | 1.1485 | 1.1778 | 1.2079 | 1.2387 | 1.2702 | 1.3026 | 1.3359 | 1.3699 | 1.4049 | 1.4407 | 1.4774 | 1.5151 | 1.5537 | 1.5933 | 1.634 | 1.6756 | 1.7184 | 1.7622 | 1.8071 | 1.8532 | 1.9005 | 1.9489 | 1.9986 | 2.0496 | 2.1019 | 2.1554 | 2.2104 | 2.2668 | 2.3246 | 2.3839 | 2.4446 | 2.507 | 2.5709 | 2.6365 | 2.7037 | 2.7726 | 2.8433 | 2.9159 | 2.9902 | 3.0665 | 3.1447 | 3.2248 | 3.3071 | 3.3914 | 3.4779 | 3.5666 | 3.6575 | 3.7508 | 3.8464 | 3.9445 | 4.0451
Asset In-Svc:
| Opening balance | [9 empty] | 0 | 0 | 0 | 0 | 0 | 0 | 0 | 0 | 0 | 0 | 0 | 0 | 0 | 0 | 0 | 0 | 0 | 0 | 0 | 0 | 0 | 0 | 0 | 0 | 0 | 0 | 0 | 0 | 0 | 1587.9989 | 43476.1155 | 0 | 0 | 0 | 0 | 0 | 0 | 0 | 0 | 0 | 0 | 0 | 0 | 0 | 0 | 0 | 0 | 0 | 0 | 0 | 0 | 0 | 0 | 0 | 0 | 0
| Cap Ex | [9 empty] | 0 | 0 | 0 | 0 | 0 | 0 | 0 | 0 | 0 | 0 | 0 | 0 | 0 | 0 | 0 | 0 | 0 | 0 | 0 | 0 | 0 | 0 | 0 | 0 | 0 | 0 | 0 | 0 | 1551.6325 | 40522.5374 | 112219.4766 | 0 | 0 | 0 | 0 | 0 | 0 | 0 | 0 | 0 | 0 | 0 | 0 | 0 | 0 | 0 | 0 | 0 | 0 | 0 | 0 | 0 | 0 | 0 | 0 | 0
| AFUDC | 6.25% | [8 empty] | 0 | 0 | 0 | 0 | 0 | 0 | 0 | 0 | 0 | 0 | 0 | 0 | 0 | 0 | 0 | 0 | 0 | 0 | 0 | 0 | 0 | 0 | 0 | 0 | 0 | 0 | 0 | 0 | 36.3664 | 1365.5792 | 5705.4395 | 0 | 0 | 0 | 0 | 0 | 0 | 0 | 0 | 0 | 0 | 0 | 0 | 0 | 0 | 0 | 0 | 0 | 0 | 0 | 0 | 0 | 0 | 0 | 0 | 0
| Ending balance | [9 empty] | 0 | 0 | 0 | 0 | 0 | 0 | 0 | 0 | 0 | 0 | 0 | 0 | 0 | 0 | 0 | 0 | 0 | 0 | 0 | 0 | 0 | 0 | 0 | 0 | 0 | 0 | 0 | 0 | 1587.9989 | 43476.1155 | 161401.0317 | 0 | 0 | 0 | 0 | 0 | 0 | 0 | 0 | 0 | 0 | 0 | 0 | 0 | 0 | 0 | 0 | 0 | 0 | 0 | 0 | 0 | 0 | 0 | 0 | 0
| In-Svc / Svc LIfe / Ins Rate |  |  | 161401.0317 | 25 | 0.03%
Return on Rate Base:
| Beginning NBV | [9 empty] | 0 | 0 | 0 | 0 | 0 | 0 | 0 | 0 | 0 | 0 | 0 | 0 | 0 | 0 | 0 | 0 | 0 | 0 | 0 | 0 | 0 | 0 | 0 | 0 | 0 | 0 | 0 | 0 | 0 | 0 | 161401.0317 | 160863.0282 | 154406.987 | 147950.9457 | 141494.9044 | 135038.8632 | 128582.8219 | 122126.7806 | 115670.7394 | 109214.6981 | 102758.6568 | 96302.6156 | 89846.5743 | 83390.533 | 76934.4918 | 70478.4505 | 64022.4092 | 57566.368 | 51110.3267 | 44654.2854 | 38198.2442 | 31742.2029 | 25286.1616 | 18830.1204 | 12374.0791 | 5918.0378
| Depreciation | [9 empty] | 0 | 0 | 0 | 0 | 0 | 0 | 0 | 0 | 0 | 0 | 0 | 0 | 0 | 0 | 0 | 0 | 0 | 0 | 0 | 0 | 0 | 0 | 0 | 0 | 0 | 0 | 0 | 0 | 0 | 0 | 538.0034 | 6456.0413 | 6456.0413 | 6456.0413 | 6456.0413 | 6456.0413 | 6456.0413 | 6456.0413 | 6456.0413 | 6456.0413 | 6456.0413 | 6456.0413 | 6456.0413 | 6456.0413 | 6456.0413 | 6456.0413 | 6456.0413 | 6456.0413 | 6456.0413 | 6456.0413 | 6456.0413 | 6456.0413 | 6456.0413 | 6456.0413 | 6456.0413 | 5918.0378
| Ending NBV | [8 empty] | 0 | 0 | 0 | 0 | 0 | 0 | 0 | 0 | 0 | 0 | 0 | 0 | 0 | 0 | 0 | 0 | 0 | 0 | 0 | 0 | 0 | 0 | 0 | 0 | 0 | 0 | 0 | 0 | 0 | 0 | 0 | 160863.0282 | 154406.987 | 147950.9457 | 141494.9044 | 135038.8632 | 128582.8219 | 122126.7806 | 115670.7394 | 109214.6981 | 102758.6568 | 96302.6156 | 89846.5743 | 83390.533 | 76934.4918 | 70478.4505 | 64022.4092 | 57566.368 | 51110.3267 | 44654.2854 | 38198.2442 | 31742.2029 | 25286.1616 | 18830.1204 | 12374.0791 | 5918.0378 | 0
| Average NBV | [9 empty] | 0 | 0 | 0 | 0 | 0 | 0 | 0 | 0 | 0 | 0 | 0 | 0 | 0 | 0 | 0 | 0 | 0 | 0 | 0 | 0 | 0 | 0 | 0 | 0 | 0 | 0 | 0 | 0 | 0 | 0 | 13427.6692 | 157635.0076 | 151178.9663 | 144722.9251 | 138266.8838 | 131810.8425 | 125354.8013 | 118898.76 | 112442.7187 | 105986.6775 | 99530.6362 | 93074.5949 | 86618.5537 | 80162.5124 | 73706.4711 | 67250.4299 | 60794.3886 | 54338.3473 | 47882.3061 | 41426.2648 | 34970.2235 | 28514.1823 | 22058.141 | 15602.0997 | 9146.0585 | 2959.0189
| RORB | [9 empty] | 0 | 0 | 0 | 0 | 0 | 0 | 0 | 0 | 0 | 0 | 0 | 0 | 0 | 0 | 0 | 0 | 0 | 0 | 0 | 0 | 0 | 0 | 0 | 0 | 0 | 0 | 0 | 0 | 0 | 0 | 939.9368 | 11034.4505 | 10582.5276 | 10130.6048 | 9678.6819 | 9226.759 | 8774.8361 | 8322.9132 | 7870.9903 | 7419.0674 | 6967.1445 | 6515.2216 | 6063.2988 | 5611.3759 | 5159.453 | 4707.5301 | 4255.6072 | 3803.6843 | 3351.7614 | 2899.8385 | 2447.9156 | 1995.9928 | 1544.0699 | 1092.147 | 640.2241 | 207.1313
| Insurable Value | [9 empty] | 0 | 0 | 0 | 0 | 0 | 0 | 0 | 0 | 0 | 0 | 0 | 0 | 0 | 0 | 0 | 0 | 0 | 0 | 0 | 0 | 0 | 0 | 0 | 0 | 0 | 0 | 0 | 0 | 0 | 0 | 13450.086 | 161401.0317 | 161401.0317 | 161401.0317 | 161401.0317 | 161401.0317 | 161401.0317 | 161401.0317 | 161401.0317 | 161401.0317 | 161401.0317 | 161401.0317 | 161401.0317 | 161401.0317 | 161401.0317 | 161401.0317 | 161401.0317 | 161401.0317 | 161401.0317 | 161401.0317 | 161401.0317 | 161401.0317 | 161401.0317 | 161401.0317 | 161401.0317 | 147950.9457
| Insurance | [9 empty] | 0 | 0 | 0 | 0 | 0 | 0 | 0 | 0 | 0 | 0 | 0 | 0 | 0 | 0 | 0 | 0 | 0 | 0 | 0 | 0 | 0 | 0 | 0 | 0 | 0 | 0 | 0 | 0 | 0 | 0 | 4.035 | 48.4203 | 48.4203 | 48.4203 | 48.4203 | 48.4203 | 48.4203 | 48.4203 | 48.4203 | 48.4203 | 48.4203 | 48.4203 | 48.4203 | 48.4203 | 48.4203 | 48.4203 | 48.4203 | 48.4203 | 48.4203 | 48.4203 | 48.4203 | 48.4203 | 48.4203 | 48.4203 | 48.4203 | 44.3853
| Fixed charges | [9 empty] | 0 | 0 | 0 | 0 | 0 | 0 | 0 | 0 | 0 | 0 | 0 | 0 | 0 | 0 | 0 | 0 | 0 | 0 | 0 | 0 | 0 | 0 | 0 | 0 | 0 | 0 | 0 | 0 | 0 | 0 | 1481.9753 | 17538.9121 | 17086.9892 | 16635.0663 | 16183.1434 | 15731.2206 | 15279.2977 | 14827.3748 | 14375.4519 | 13923.529 | 13471.6061 | 13019.6832 | 12567.7603 | 12115.8374 | 11663.9146 | 11211.9917 | 10760.0688 | 10308.1459 | 9856.223 | 9404.3001 | 8952.3772 | 8500.4543 | 8048.5314 | 7596.6086 | 7144.6857 | 6169.5544
29 | Wind 25MWx2 |  |  |  |  | Wind | 2045 | 299378.8346 | 32174.3627 |  | 0 | 0 | 0 | 0 | 0 | 0 | 0 | 0 | 0 | 0 | 0 | 0 | 0 | 0 | 0 | 0 | 0 | 0 | 0 | 0 | 0 | 0 | 0 | 0 | 0 | 0 | 0 | 0 | 0 | 0 | 0 | 0 | 0 | 8971.0739 | 35229.4044 | 34181.5784 | 33133.7525 | 32085.9266 | 31038.1007 | 29990.2748 | 28942.4488 | 27894.6229 | 26846.797 | 25798.9711 | 24751.1452 | 23703.3192 | 22655.4933 | 21607.6674 | 20559.8415 | 19512.0155 | 18464.1896 | 17416.3637 | 16368.5378 | 11687.0013 | 0 | 0
| Jan 2012 $ | 122650.584
| Annual Cap Ex % | 0.3333 | 0.6667 | 0 | 0 | 0
| Esc | 2.6%
| Constn Start | 2044 | 1
| Constn End | 2045 | 10
| Cum Esc Factor | [9 empty] | 1.0129 | 1.0393 | 1.0663 | 1.094 | 1.1224 | 1.1516 | 1.1816 | 1.2123 | 1.2438 | 1.2761 | 1.3093 | 1.3434 | 1.3783 | 1.4141 | 1.4509 | 1.4886 | 1.5273 | 1.567 | 1.6078 | 1.6496 | 1.6925 | 1.7365 | 1.7816 | 1.8279 | 1.8755 | 1.9242 | 1.9743 | 2.0256 | 2.0783 | 2.1323 | 2.1877 | 2.2446 | 2.303 | 2.3629 | 2.4243 | 2.4873 | 2.552 | 2.6183 | 2.6864 | 2.7563 | 2.8279 | 2.9015 | 2.9769 | 3.0543 | 3.1337 | 3.2152 | 3.2988 | 3.3845 | 3.4725 | 3.5628 | 3.6555 | 3.7505 | 3.848 | 3.9481 | 4.0507 | 4.156
Asset In-Svc:
| Opening balance | [9 empty] | 0 | 0 | 0 | 0 | 0 | 0 | 0 | 0 | 0 | 0 | 0 | 0 | 0 | 0 | 0 | 0 | 0 | 0 | 0 | 0 | 0 | 0 | 0 | 0 | 0 | 0 | 0 | 0 | 0 | 0 | 0 | 0 | 0 | 97086.3381 | 0 | 0 | 0 | 0 | 0 | 0 | 0 | 0 | 0 | 0 | 0 | 0 | 0 | 0 | 0 | 0 | 0 | 0 | 0 | 0 | 0 | 0
| Cap Ex | [9 empty] | 0 | 0 | 0 | 0 | 0 | 0 | 0 | 0 | 0 | 0 | 0 | 0 | 0 | 0 | 0 | 0 | 0 | 0 | 0 | 0 | 0 | 0 | 0 | 0 | 0 | 0 | 0 | 0 | 0 | 0 | 0 | 0 | 94144.3279 | 193213.1414 | 0 | 0 | 0 | 0 | 0 | 0 | 0 | 0 | 0 | 0 | 0 | 0 | 0 | 0 | 0 | 0 | 0 | 0 | 0 | 0 | 0 | 0
| AFUDC | 6.25% | [8 empty] | 0 | 0 | 0 | 0 | 0 | 0 | 0 | 0 | 0 | 0 | 0 | 0 | 0 | 0 | 0 | 0 | 0 | 0 | 0 | 0 | 0 | 0 | 0 | 0 | 0 | 0 | 0 | 0 | 0 | 0 | 0 | 0 | 2942.0102 | 9079.3551 | 0 | 0 | 0 | 0 | 0 | 0 | 0 | 0 | 0 | 0 | 0 | 0 | 0 | 0 | 0 | 0 | 0 | 0 | 0 | 0 | 0 | 0
| Ending balance | [9 empty] | 0 | 0 | 0 | 0 | 0 | 0 | 0 | 0 | 0 | 0 | 0 | 0 | 0 | 0 | 0 | 0 | 0 | 0 | 0 | 0 | 0 | 0 | 0 | 0 | 0 | 0 | 0 | 0 | 0 | 0 | 0 | 0 | 97086.3381 | 299378.8346 | 0 | 0 | 0 | 0 | 0 | 0 | 0 | 0 | 0 | 0 | 0 | 0 | 0 | 0 | 0 | 0 | 0 | 0 | 0 | 0 | 0 | 0
| In-Svc / Svc LIfe / Ins Rate |  |  | 299378.8346 | 20 | 0.03%
Return on Rate Base:
| Beginning NBV | [9 empty] | 0 | 0 | 0 | 0 | 0 | 0 | 0 | 0 | 0 | 0 | 0 | 0 | 0 | 0 | 0 | 0 | 0 | 0 | 0 | 0 | 0 | 0 | 0 | 0 | 0 | 0 | 0 | 0 | 0 | 0 | 0 | 0 | 0 | 299378.8346 | 295636.5992 | 280667.6574 | 265698.7157 | 250729.774 | 235760.8322 | 220791.8905 | 205822.9488 | 190854.0071 | 175885.0653 | 160916.1236 | 145947.1819 | 130978.2401 | 116009.2984 | 101040.3567 | 86071.4149 | 71102.4732 | 56133.5315 | 41164.5898 | 26195.648 | 11226.7063 | 0 | 0
| Depreciation | [9 empty] | 0 | 0 | 0 | 0 | 0 | 0 | 0 | 0 | 0 | 0 | 0 | 0 | 0 | 0 | 0 | 0 | 0 | 0 | 0 | 0 | 0 | 0 | 0 | 0 | 0 | 0 | 0 | 0 | 0 | 0 | 0 | 0 | 0 | 3742.2354 | 14968.9417 | 14968.9417 | 14968.9417 | 14968.9417 | 14968.9417 | 14968.9417 | 14968.9417 | 14968.9417 | 14968.9417 | 14968.9417 | 14968.9417 | 14968.9417 | 14968.9417 | 14968.9417 | 14968.9417 | 14968.9417 | 14968.9417 | 14968.9417 | 14968.9417 | 11226.7063 | 0 | 0
| Ending NBV | [8 empty] | 0 | 0 | 0 | 0 | 0 | 0 | 0 | 0 | 0 | 0 | 0 | 0 | 0 | 0 | 0 | 0 | 0 | 0 | 0 | 0 | 0 | 0 | 0 | 0 | 0 | 0 | 0 | 0 | 0 | 0 | 0 | 0 | 0 | 0 | 295636.5992 | 280667.6574 | 265698.7157 | 250729.774 | 235760.8322 | 220791.8905 | 205822.9488 | 190854.0071 | 175885.0653 | 160916.1236 | 145947.1819 | 130978.2401 | 116009.2984 | 101040.3567 | 86071.4149 | 71102.4732 | 56133.5315 | 41164.5898 | 26195.648 | 11226.7063 | 0 | 0 | 0
| Average NBV | [9 empty] | 0 | 0 | 0 | 0 | 0 | 0 | 0 | 0 | 0 | 0 | 0 | 0 | 0 | 0 | 0 | 0 | 0 | 0 | 0 | 0 | 0 | 0 | 0 | 0 | 0 | 0 | 0 | 0 | 0 | 0 | 0 | 0 | 0 | 74376.9292 | 288152.1283 | 273183.1866 | 258214.2448 | 243245.3031 | 228276.3614 | 213307.4197 | 198338.4779 | 183369.5362 | 168400.5945 | 153431.6527 | 138462.711 | 123493.7693 | 108524.8275 | 93555.8858 | 78586.9441 | 63618.0024 | 48649.0606 | 33680.1189 | 18711.1772 | 5613.3531 | 0 | 0
| RORB | [9 empty] | 0 | 0 | 0 | 0 | 0 | 0 | 0 | 0 | 0 | 0 | 0 | 0 | 0 | 0 | 0 | 0 | 0 | 0 | 0 | 0 | 0 | 0 | 0 | 0 | 0 | 0 | 0 | 0 | 0 | 0 | 0 | 0 | 0 | 5206.385 | 20170.649 | 19122.8231 | 18074.9971 | 17027.1712 | 15979.3453 | 14931.5194 | 13883.6935 | 12835.8675 | 11788.0416 | 10740.2157 | 9692.3898 | 8644.5638 | 7596.7379 | 6548.912 | 5501.0861 | 4453.2602 | 3405.4342 | 2357.6083 | 1309.7824 | 392.9347 | 0 | 0
| Insurable Value | [9 empty] | 0 | 0 | 0 | 0 | 0 | 0 | 0 | 0 | 0 | 0 | 0 | 0 | 0 | 0 | 0 | 0 | 0 | 0 | 0 | 0 | 0 | 0 | 0 | 0 | 0 | 0 | 0 | 0 | 0 | 0 | 0 | 0 | 0 | 74844.7087 | 299378.8346 | 299378.8346 | 299378.8346 | 299378.8346 | 299378.8346 | 299378.8346 | 299378.8346 | 299378.8346 | 299378.8346 | 299378.8346 | 299378.8346 | 299378.8346 | 299378.8346 | 299378.8346 | 299378.8346 | 299378.8346 | 299378.8346 | 299378.8346 | 299378.8346 | 224534.126 | 0 | 0
| Insurance | [9 empty] | 0 | 0 | 0 | 0 | 0 | 0 | 0 | 0 | 0 | 0 | 0 | 0 | 0 | 0 | 0 | 0 | 0 | 0 | 0 | 0 | 0 | 0 | 0 | 0 | 0 | 0 | 0 | 0 | 0 | 0 | 0 | 0 | 0 | 22.4534 | 89.8137 | 89.8137 | 89.8137 | 89.8137 | 89.8137 | 89.8137 | 89.8137 | 89.8137 | 89.8137 | 89.8137 | 89.8137 | 89.8137 | 89.8137 | 89.8137 | 89.8137 | 89.8137 | 89.8137 | 89.8137 | 89.8137 | 67.3602 | 0 | 0
| Fixed charges | [9 empty] | 0 | 0 | 0 | 0 | 0 | 0 | 0 | 0 | 0 | 0 | 0 | 0 | 0 | 0 | 0 | 0 | 0 | 0 | 0 | 0 | 0 | 0 | 0 | 0 | 0 | 0 | 0 | 0 | 0 | 0 | 0 | 0 | 0 | 8971.0739 | 35229.4044 | 34181.5784 | 33133.7525 | 32085.9266 | 31038.1007 | 29990.2748 | 28942.4488 | 27894.6229 | 26846.797 | 25798.9711 | 24751.1452 | 23703.3192 | 22655.4933 | 21607.6674 | 20559.8415 | 19512.0155 | 18464.1896 | 17416.3637 | 16368.5378 | 11687.0013 | 0 | 0
30 | 50MW CT |  |  |  |  | NewGT | 2047 | 183056.2789 | 16174.6822 |  | 0 | 0 | 0 | 0 | 0 | 0 | 0 | 0 | 0 | 0 | 0 | 0 | 0 | 0 | 0 | 0 | 0 | 0 | 0 | 0 | 0 | 0 | 0 | 0 | 0 | 0 | 0 | 0 | 0 | 0 | 0 | 0 | 0 | 0 | 0 | 1680.8126 | 19892.1156 | 19379.5581 | 18867.0005 | 18354.4429 | 17841.8853 | 17329.3277 | 16816.7702 | 16304.2126 | 15791.655 | 15279.0974 | 14766.5398 | 14253.9822 | 13741.4247 | 13228.8671 | 12716.3095 | 12203.7519 | 11691.1943 | 11178.6368 | 10666.0792 | 10153.5216
| Jan 2012 $ | 72099.644
| Annual Cap Ex % | 0.0105 | 0.2674 | 0.7221 | 0 | 0
| Esc | 2.55%
| Constn Start | 2045 | 4
| Constn End | 2047 | 12
| Cum Esc Factor | [9 empty] | 1.0127 | 1.0385 | 1.065 | 1.0921 | 1.12 | 1.1485 | 1.1778 | 1.2079 | 1.2387 | 1.2702 | 1.3026 | 1.3359 | 1.3699 | 1.4049 | 1.4407 | 1.4774 | 1.5151 | 1.5537 | 1.5933 | 1.634 | 1.6756 | 1.7184 | 1.7622 | 1.8071 | 1.8532 | 1.9005 | 1.9489 | 1.9986 | 2.0496 | 2.1019 | 2.1554 | 2.2104 | 2.2668 | 2.3246 | 2.3839 | 2.4446 | 2.507 | 2.5709 | 2.6365 | 2.7037 | 2.7726 | 2.8433 | 2.9159 | 2.9902 | 3.0665 | 3.1447 | 3.2248 | 3.3071 | 3.3914 | 3.4779 | 3.5666 | 3.6575 | 3.7508 | 3.8464 | 3.9445 | 4.0451
Asset In-Svc:
| Opening balance | [9 empty] | 0 | 0 | 0 | 0 | 0 | 0 | 0 | 0 | 0 | 0 | 0 | 0 | 0 | 0 | 0 | 0 | 0 | 0 | 0 | 0 | 0 | 0 | 0 | 0 | 0 | 0 | 0 | 0 | 0 | 0 | 0 | 0 | 0 | 0 | 1801.0614 | 49309.325 | 0 | 0 | 0 | 0 | 0 | 0 | 0 | 0 | 0 | 0 | 0 | 0 | 0 | 0 | 0 | 0 | 0 | 0 | 0 | 0
| Cap Ex | [9 empty] | 0 | 0 | 0 | 0 | 0 | 0 | 0 | 0 | 0 | 0 | 0 | 0 | 0 | 0 | 0 | 0 | 0 | 0 | 0 | 0 | 0 | 0 | 0 | 0 | 0 | 0 | 0 | 0 | 0 | 0 | 0 | 0 | 0 | 1759.8157 | 45959.464 | 127276.013 | 0 | 0 | 0 | 0 | 0 | 0 | 0 | 0 | 0 | 0 | 0 | 0 | 0 | 0 | 0 | 0 | 0 | 0 | 0 | 0
| AFUDC | 6.25% | [8 empty] | 0 | 0 | 0 | 0 | 0 | 0 | 0 | 0 | 0 | 0 | 0 | 0 | 0 | 0 | 0 | 0 | 0 | 0 | 0 | 0 | 0 | 0 | 0 | 0 | 0 | 0 | 0 | 0 | 0 | 0 | 0 | 0 | 0 | 41.2457 | 1548.7996 | 6470.9409 | 0 | 0 | 0 | 0 | 0 | 0 | 0 | 0 | 0 | 0 | 0 | 0 | 0 | 0 | 0 | 0 | 0 | 0 | 0 | 0
| Ending balance | [9 empty] | 0 | 0 | 0 | 0 | 0 | 0 | 0 | 0 | 0 | 0 | 0 | 0 | 0 | 0 | 0 | 0 | 0 | 0 | 0 | 0 | 0 | 0 | 0 | 0 | 0 | 0 | 0 | 0 | 0 | 0 | 0 | 0 | 0 | 1801.0614 | 49309.325 | 183056.2789 | 0 | 0 | 0 | 0 | 0 | 0 | 0 | 0 | 0 | 0 | 0 | 0 | 0 | 0 | 0 | 0 | 0 | 0 | 0 | 0
| In-Svc / Svc LIfe / Ins Rate |  |  | 183056.2789 | 25 | 0.03%
Return on Rate Base:
| Beginning NBV | [9 empty] | 0 | 0 | 0 | 0 | 0 | 0 | 0 | 0 | 0 | 0 | 0 | 0 | 0 | 0 | 0 | 0 | 0 | 0 | 0 | 0 | 0 | 0 | 0 | 0 | 0 | 0 | 0 | 0 | 0 | 0 | 0 | 0 | 0 | 0 | 0 | 183056.2789 | 182446.0913 | 175123.8401 | 167801.589 | 160479.3378 | 153157.0867 | 145834.8355 | 138512.5844 | 131190.3332 | 123868.0821 | 116545.8309 | 109223.5797 | 101901.3286 | 94579.0774 | 87256.8263 | 79934.5751 | 72612.324 | 65290.0728 | 57967.8216 | 50645.5705 | 43323.3193
| Depreciation | [9 empty] | 0 | 0 | 0 | 0 | 0 | 0 | 0 | 0 | 0 | 0 | 0 | 0 | 0 | 0 | 0 | 0 | 0 | 0 | 0 | 0 | 0 | 0 | 0 | 0 | 0 | 0 | 0 | 0 | 0 | 0 | 0 | 0 | 0 | 0 | 0 | 610.1876 | 7322.2512 | 7322.2512 | 7322.2512 | 7322.2512 | 7322.2512 | 7322.2512 | 7322.2512 | 7322.2512 | 7322.2512 | 7322.2512 | 7322.2512 | 7322.2512 | 7322.2512 | 7322.2512 | 7322.2512 | 7322.2512 | 7322.2512 | 7322.2512 | 7322.2512 | 7322.2512
| Ending NBV | [8 empty] | 0 | 0 | 0 | 0 | 0 | 0 | 0 | 0 | 0 | 0 | 0 | 0 | 0 | 0 | 0 | 0 | 0 | 0 | 0 | 0 | 0 | 0 | 0 | 0 | 0 | 0 | 0 | 0 | 0 | 0 | 0 | 0 | 0 | 0 | 0 | 0 | 182446.0913 | 175123.8401 | 167801.589 | 160479.3378 | 153157.0867 | 145834.8355 | 138512.5844 | 131190.3332 | 123868.0821 | 116545.8309 | 109223.5797 | 101901.3286 | 94579.0774 | 87256.8263 | 79934.5751 | 72612.324 | 65290.0728 | 57967.8216 | 50645.5705 | 43323.3193 | 36001.0682
| Average NBV | [9 empty] | 0 | 0 | 0 | 0 | 0 | 0 | 0 | 0 | 0 | 0 | 0 | 0 | 0 | 0 | 0 | 0 | 0 | 0 | 0 | 0 | 0 | 0 | 0 | 0 | 0 | 0 | 0 | 0 | 0 | 0 | 0 | 0 | 0 | 0 | 0 | 15229.2654 | 178784.9657 | 171462.7146 | 164140.4634 | 156818.2123 | 149495.9611 | 142173.7099 | 134851.4588 | 127529.2076 | 120206.9565 | 112884.7053 | 105562.4542 | 98240.203 | 90917.9519 | 83595.7007 | 76273.4495 | 68951.1984 | 61628.9472 | 54306.6961 | 46984.4449 | 39662.1938
| RORB | [9 empty] | 0 | 0 | 0 | 0 | 0 | 0 | 0 | 0 | 0 | 0 | 0 | 0 | 0 | 0 | 0 | 0 | 0 | 0 | 0 | 0 | 0 | 0 | 0 | 0 | 0 | 0 | 0 | 0 | 0 | 0 | 0 | 0 | 0 | 0 | 0 | 1066.0486 | 12514.9476 | 12002.39 | 11489.8324 | 10977.2749 | 10464.7173 | 9952.1597 | 9439.6021 | 8927.0445 | 8414.487 | 7901.9294 | 7389.3718 | 6876.8142 | 6364.2566 | 5851.699 | 5339.1415 | 4826.5839 | 4314.0263 | 3801.4687 | 3288.9111 | 2776.3536
| Insurable Value | [9 empty] | 0 | 0 | 0 | 0 | 0 | 0 | 0 | 0 | 0 | 0 | 0 | 0 | 0 | 0 | 0 | 0 | 0 | 0 | 0 | 0 | 0 | 0 | 0 | 0 | 0 | 0 | 0 | 0 | 0 | 0 | 0 | 0 | 0 | 0 | 0 | 15254.6899 | 183056.2789 | 183056.2789 | 183056.2789 | 183056.2789 | 183056.2789 | 183056.2789 | 183056.2789 | 183056.2789 | 183056.2789 | 183056.2789 | 183056.2789 | 183056.2789 | 183056.2789 | 183056.2789 | 183056.2789 | 183056.2789 | 183056.2789 | 183056.2789 | 183056.2789 | 183056.2789
| Insurance | [9 empty] | 0 | 0 | 0 | 0 | 0 | 0 | 0 | 0 | 0 | 0 | 0 | 0 | 0 | 0 | 0 | 0 | 0 | 0 | 0 | 0 | 0 | 0 | 0 | 0 | 0 | 0 | 0 | 0 | 0 | 0 | 0 | 0 | 0 | 0 | 0 | 4.5764 | 54.9169 | 54.9169 | 54.9169 | 54.9169 | 54.9169 | 54.9169 | 54.9169 | 54.9169 | 54.9169 | 54.9169 | 54.9169 | 54.9169 | 54.9169 | 54.9169 | 54.9169 | 54.9169 | 54.9169 | 54.9169 | 54.9169 | 54.9169
| Fixed charges | [9 empty] | 0 | 0 | 0 | 0 | 0 | 0 | 0 | 0 | 0 | 0 | 0 | 0 | 0 | 0 | 0 | 0 | 0 | 0 | 0 | 0 | 0 | 0 | 0 | 0 | 0 | 0 | 0 | 0 | 0 | 0 | 0 | 0 | 0 | 0 | 0 | 1680.8126 | 19892.1156 | 19379.5581 | 18867.0005 | 18354.4429 | 17841.8853 | 17329.3277 | 16816.7702 | 16304.2126 | 15791.655 | 15279.0974 | 14766.5398 | 14253.9822 | 13741.4247 | 13228.8671 | 12716.3095 | 12203.7519 | 11691.1943 | 11178.6368 | 10666.0792 | 10153.5216
31 | Wind 27MWx2 |  |  |  |  | Wind | 2048 | 349212.6559 | 30327.3025 |  | 0 | 0 | 0 | 0 | 0 | 0 | 0 | 0 | 0 | 0 | 0 | 0 | 0 | 0 | 0 | 0 | 0 | 0 | 0 | 0 | 0 | 0 | 0 | 0 | 0 | 0 | 0 | 0 | 0 | 0 | 0 | 0 | 0 | 0 | 0 | 0 | 10464.3755 | 41093.5993 | 39871.355 | 38649.1107 | 37426.8664 | 36204.6221 | 34982.3778 | 33760.1335 | 32537.8892 | 31315.6449 | 30093.4006 | 28871.1563 | 27648.912 | 26426.6677 | 25204.4234 | 23982.1791 | 22759.9349 | 21537.6906 | 20315.4463 | 19093.202
| Jan 2012 $ | 132463.559
| Annual Cap Ex % | 0.3333 | 0.6667 | 0 | 0 | 0
| Esc | 2.6%
| Constn Start | 2047 | 1
| Constn End | 2048 | 10
| Cum Esc Factor | [9 empty] | 1.0129 | 1.0393 | 1.0663 | 1.094 | 1.1224 | 1.1516 | 1.1816 | 1.2123 | 1.2438 | 1.2761 | 1.3093 | 1.3434 | 1.3783 | 1.4141 | 1.4509 | 1.4886 | 1.5273 | 1.567 | 1.6078 | 1.6496 | 1.6925 | 1.7365 | 1.7816 | 1.8279 | 1.8755 | 1.9242 | 1.9743 | 2.0256 | 2.0783 | 2.1323 | 2.1877 | 2.2446 | 2.303 | 2.3629 | 2.4243 | 2.4873 | 2.552 | 2.6183 | 2.6864 | 2.7563 | 2.8279 | 2.9015 | 2.9769 | 3.0543 | 3.1337 | 3.2152 | 3.2988 | 3.3845 | 3.4725 | 3.5628 | 3.6555 | 3.7505 | 3.848 | 3.9481 | 4.0507 | 4.156
Asset In-Svc:
| Opening balance | [9 empty] | 0 | 0 | 0 | 0 | 0 | 0 | 0 | 0 | 0 | 0 | 0 | 0 | 0 | 0 | 0 | 0 | 0 | 0 | 0 | 0 | 0 | 0 | 0 | 0 | 0 | 0 | 0 | 0 | 0 | 0 | 0 | 0 | 0 | 0 | 0 | 0 | 113247.0772 | 0 | 0 | 0 | 0 | 0 | 0 | 0 | 0 | 0 | 0 | 0 | 0 | 0 | 0 | 0 | 0 | 0 | 0 | 0
| Cap Ex | [9 empty] | 0 | 0 | 0 | 0 | 0 | 0 | 0 | 0 | 0 | 0 | 0 | 0 | 0 | 0 | 0 | 0 | 0 | 0 | 0 | 0 | 0 | 0 | 0 | 0 | 0 | 0 | 0 | 0 | 0 | 0 | 0 | 0 | 0 | 0 | 0 | 109815.3476 | 225374.8978 | 0 | 0 | 0 | 0 | 0 | 0 | 0 | 0 | 0 | 0 | 0 | 0 | 0 | 0 | 0 | 0 | 0 | 0 | 0
| AFUDC | 6.25% | [8 empty] | 0 | 0 | 0 | 0 | 0 | 0 | 0 | 0 | 0 | 0 | 0 | 0 | 0 | 0 | 0 | 0 | 0 | 0 | 0 | 0 | 0 | 0 | 0 | 0 | 0 | 0 | 0 | 0 | 0 | 0 | 0 | 0 | 0 | 0 | 0 | 3431.7296 | 10590.6809 | 0 | 0 | 0 | 0 | 0 | 0 | 0 | 0 | 0 | 0 | 0 | 0 | 0 | 0 | 0 | 0 | 0 | 0 | 0
| Ending balance | [9 empty] | 0 | 0 | 0 | 0 | 0 | 0 | 0 | 0 | 0 | 0 | 0 | 0 | 0 | 0 | 0 | 0 | 0 | 0 | 0 | 0 | 0 | 0 | 0 | 0 | 0 | 0 | 0 | 0 | 0 | 0 | 0 | 0 | 0 | 0 | 0 | 113247.0772 | 349212.6559 | 0 | 0 | 0 | 0 | 0 | 0 | 0 | 0 | 0 | 0 | 0 | 0 | 0 | 0 | 0 | 0 | 0 | 0 | 0
| In-Svc / Svc LIfe / Ins Rate |  |  | 349212.6559 | 20 | 0.03%
Return on Rate Base:
| Beginning NBV | [9 empty] | 0 | 0 | 0 | 0 | 0 | 0 | 0 | 0 | 0 | 0 | 0 | 0 | 0 | 0 | 0 | 0 | 0 | 0 | 0 | 0 | 0 | 0 | 0 | 0 | 0 | 0 | 0 | 0 | 0 | 0 | 0 | 0 | 0 | 0 | 0 | 0 | 349212.6559 | 344847.4977 | 327386.8649 | 309926.2322 | 292465.5994 | 275004.9666 | 257544.3338 | 240083.701 | 222623.0682 | 205162.4354 | 187701.8026 | 170241.1698 | 152780.537 | 135319.9042 | 117859.2714 | 100398.6386 | 82938.0058 | 65477.373 | 48016.7402 | 30556.1074
| Depreciation | [9 empty] | 0 | 0 | 0 | 0 | 0 | 0 | 0 | 0 | 0 | 0 | 0 | 0 | 0 | 0 | 0 | 0 | 0 | 0 | 0 | 0 | 0 | 0 | 0 | 0 | 0 | 0 | 0 | 0 | 0 | 0 | 0 | 0 | 0 | 0 | 0 | 0 | 4365.1582 | 17460.6328 | 17460.6328 | 17460.6328 | 17460.6328 | 17460.6328 | 17460.6328 | 17460.6328 | 17460.6328 | 17460.6328 | 17460.6328 | 17460.6328 | 17460.6328 | 17460.6328 | 17460.6328 | 17460.6328 | 17460.6328 | 17460.6328 | 17460.6328 | 17460.6328
| Ending NBV | [8 empty] | 0 | 0 | 0 | 0 | 0 | 0 | 0 | 0 | 0 | 0 | 0 | 0 | 0 | 0 | 0 | 0 | 0 | 0 | 0 | 0 | 0 | 0 | 0 | 0 | 0 | 0 | 0 | 0 | 0 | 0 | 0 | 0 | 0 | 0 | 0 | 0 | 0 | 344847.4977 | 327386.8649 | 309926.2322 | 292465.5994 | 275004.9666 | 257544.3338 | 240083.701 | 222623.0682 | 205162.4354 | 187701.8026 | 170241.1698 | 152780.537 | 135319.9042 | 117859.2714 | 100398.6386 | 82938.0058 | 65477.373 | 48016.7402 | 30556.1074 | 13095.4746
| Average NBV | [9 empty] | 0 | 0 | 0 | 0 | 0 | 0 | 0 | 0 | 0 | 0 | 0 | 0 | 0 | 0 | 0 | 0 | 0 | 0 | 0 | 0 | 0 | 0 | 0 | 0 | 0 | 0 | 0 | 0 | 0 | 0 | 0 | 0 | 0 | 0 | 0 | 0 | 86757.5192 | 336117.1813 | 318656.5486 | 301195.9158 | 283735.283 | 266274.6502 | 248814.0174 | 231353.3846 | 213892.7518 | 196432.119 | 178971.4862 | 161510.8534 | 144050.2206 | 126589.5878 | 109128.955 | 91668.3222 | 74207.6894 | 56747.0566 | 39286.4238 | 21825.791
| RORB | [9 empty] | 0 | 0 | 0 | 0 | 0 | 0 | 0 | 0 | 0 | 0 | 0 | 0 | 0 | 0 | 0 | 0 | 0 | 0 | 0 | 0 | 0 | 0 | 0 | 0 | 0 | 0 | 0 | 0 | 0 | 0 | 0 | 0 | 0 | 0 | 0 | 0 | 6073.0263 | 23528.2027 | 22305.9584 | 21083.7141 | 19861.4698 | 18639.2255 | 17416.9812 | 16194.7369 | 14972.4926 | 13750.2483 | 12528.004 | 11305.7597 | 10083.5154 | 8861.2711 | 7639.0268 | 6416.7826 | 5194.5383 | 3972.294 | 2750.0497 | 1527.8054
| Insurable Value | [9 empty] | 0 | 0 | 0 | 0 | 0 | 0 | 0 | 0 | 0 | 0 | 0 | 0 | 0 | 0 | 0 | 0 | 0 | 0 | 0 | 0 | 0 | 0 | 0 | 0 | 0 | 0 | 0 | 0 | 0 | 0 | 0 | 0 | 0 | 0 | 0 | 0 | 87303.164 | 349212.6559 | 349212.6559 | 349212.6559 | 349212.6559 | 349212.6559 | 349212.6559 | 349212.6559 | 349212.6559 | 349212.6559 | 349212.6559 | 349212.6559 | 349212.6559 | 349212.6559 | 349212.6559 | 349212.6559 | 349212.6559 | 349212.6559 | 349212.6559 | 349212.6559
| Insurance | [9 empty] | 0 | 0 | 0 | 0 | 0 | 0 | 0 | 0 | 0 | 0 | 0 | 0 | 0 | 0 | 0 | 0 | 0 | 0 | 0 | 0 | 0 | 0 | 0 | 0 | 0 | 0 | 0 | 0 | 0 | 0 | 0 | 0 | 0 | 0 | 0 | 0 | 26.1909 | 104.7638 | 104.7638 | 104.7638 | 104.7638 | 104.7638 | 104.7638 | 104.7638 | 104.7638 | 104.7638 | 104.7638 | 104.7638 | 104.7638 | 104.7638 | 104.7638 | 104.7638 | 104.7638 | 104.7638 | 104.7638 | 104.7638
| Fixed charges | [9 empty] | 0 | 0 | 0 | 0 | 0 | 0 | 0 | 0 | 0 | 0 | 0 | 0 | 0 | 0 | 0 | 0 | 0 | 0 | 0 | 0 | 0 | 0 | 0 | 0 | 0 | 0 | 0 | 0 | 0 | 0 | 0 | 0 | 0 | 0 | 0 | 0 | 10464.3755 | 41093.5993 | 39871.355 | 38649.1107 | 37426.8664 | 36204.6221 | 34982.3778 | 33760.1335 | 32537.8892 | 31315.6449 | 30093.4006 | 28871.1563 | 27648.912 | 26426.6677 | 25204.4234 | 23982.1791 | 22759.9349 | 21537.6906 | 20315.4463 | 19093.202
32 | Wind 25MWx2 |  |  |  |  | Wind | 2050 | 340375.1904 | 24977.331 |  | 0 | 0 | 0 | 0 | 0 | 0 | 0 | 0 | 0 | 0 | 0 | 0 | 0 | 0 | 0 | 0 | 0 | 0 | 0 | 0 | 0 | 0 | 0 | 0 | 0 | 0 | 0 | 0 | 0 | 0 | 0 | 0 | 0 | 0 | 0 | 0 | 0 | 0 | 10199.5553 | 40053.6505 | 38862.3374 | 37671.0242 | 36479.711 | 35288.3979 | 34097.0847 | 32905.7715 | 31714.4584 | 30523.1452 | 29331.832 | 28140.5189 | 26949.2057 | 25757.8925 | 24566.5794 | 23375.2662 | 22183.953 | 20992.6399
| Jan 2012 $ | 122650.584
| Annual Cap Ex % | 0.3333 | 0.6667 | 0 | 0 | 0
| Esc | 2.6%
| Constn Start | 2049 | 1
| Constn End | 2050 | 10
| Cum Esc Factor | [9 empty] | 1.0129 | 1.0393 | 1.0663 | 1.094 | 1.1224 | 1.1516 | 1.1816 | 1.2123 | 1.2438 | 1.2761 | 1.3093 | 1.3434 | 1.3783 | 1.4141 | 1.4509 | 1.4886 | 1.5273 | 1.567 | 1.6078 | 1.6496 | 1.6925 | 1.7365 | 1.7816 | 1.8279 | 1.8755 | 1.9242 | 1.9743 | 2.0256 | 2.0783 | 2.1323 | 2.1877 | 2.2446 | 2.303 | 2.3629 | 2.4243 | 2.4873 | 2.552 | 2.6183 | 2.6864 | 2.7563 | 2.8279 | 2.9015 | 2.9769 | 3.0543 | 3.1337 | 3.2152 | 3.2988 | 3.3845 | 3.4725 | 3.5628 | 3.6555 | 3.7505 | 3.848 | 3.9481 | 4.0507 | 4.156
Asset In-Svc:
| Opening balance | [9 empty] | 0 | 0 | 0 | 0 | 0 | 0 | 0 | 0 | 0 | 0 | 0 | 0 | 0 | 0 | 0 | 0 | 0 | 0 | 0 | 0 | 0 | 0 | 0 | 0 | 0 | 0 | 0 | 0 | 0 | 0 | 0 | 0 | 0 | 0 | 0 | 0 | 0 | 0 | 110381.1526 | 0 | 0 | 0 | 0 | 0 | 0 | 0 | 0 | 0 | 0 | 0 | 0 | 0 | 0 | 0 | 0 | 0
| Cap Ex | [9 empty] | 0 | 0 | 0 | 0 | 0 | 0 | 0 | 0 | 0 | 0 | 0 | 0 | 0 | 0 | 0 | 0 | 0 | 0 | 0 | 0 | 0 | 0 | 0 | 0 | 0 | 0 | 0 | 0 | 0 | 0 | 0 | 0 | 0 | 0 | 0 | 0 | 0 | 107036.2692 | 219671.3735 | 0 | 0 | 0 | 0 | 0 | 0 | 0 | 0 | 0 | 0 | 0 | 0 | 0 | 0 | 0 | 0 | 0
| AFUDC | 6.25% | [8 empty] | 0 | 0 | 0 | 0 | 0 | 0 | 0 | 0 | 0 | 0 | 0 | 0 | 0 | 0 | 0 | 0 | 0 | 0 | 0 | 0 | 0 | 0 | 0 | 0 | 0 | 0 | 0 | 0 | 0 | 0 | 0 | 0 | 0 | 0 | 0 | 0 | 0 | 3344.8834 | 10322.6643 | 0 | 0 | 0 | 0 | 0 | 0 | 0 | 0 | 0 | 0 | 0 | 0 | 0 | 0 | 0 | 0 | 0
| Ending balance | [9 empty] | 0 | 0 | 0 | 0 | 0 | 0 | 0 | 0 | 0 | 0 | 0 | 0 | 0 | 0 | 0 | 0 | 0 | 0 | 0 | 0 | 0 | 0 | 0 | 0 | 0 | 0 | 0 | 0 | 0 | 0 | 0 | 0 | 0 | 0 | 0 | 0 | 0 | 110381.1526 | 340375.1904 | 0 | 0 | 0 | 0 | 0 | 0 | 0 | 0 | 0 | 0 | 0 | 0 | 0 | 0 | 0 | 0 | 0
| In-Svc / Svc LIfe / Ins Rate |  |  | 340375.1904 | 20 | 0.03%
Return on Rate Base:
| Beginning NBV | [9 empty] | 0 | 0 | 0 | 0 | 0 | 0 | 0 | 0 | 0 | 0 | 0 | 0 | 0 | 0 | 0 | 0 | 0 | 0 | 0 | 0 | 0 | 0 | 0 | 0 | 0 | 0 | 0 | 0 | 0 | 0 | 0 | 0 | 0 | 0 | 0 | 0 | 0 | 0 | 340375.1904 | 336120.5006 | 319101.741 | 302082.9815 | 285064.222 | 268045.4625 | 251026.703 | 234007.9434 | 216989.1839 | 199970.4244 | 182951.6649 | 165932.9053 | 148914.1458 | 131895.3863 | 114876.6268 | 97857.8673 | 80839.1077 | 63820.3482
| Depreciation | [9 empty] | 0 | 0 | 0 | 0 | 0 | 0 | 0 | 0 | 0 | 0 | 0 | 0 | 0 | 0 | 0 | 0 | 0 | 0 | 0 | 0 | 0 | 0 | 0 | 0 | 0 | 0 | 0 | 0 | 0 | 0 | 0 | 0 | 0 | 0 | 0 | 0 | 0 | 0 | 4254.6899 | 17018.7595 | 17018.7595 | 17018.7595 | 17018.7595 | 17018.7595 | 17018.7595 | 17018.7595 | 17018.7595 | 17018.7595 | 17018.7595 | 17018.7595 | 17018.7595 | 17018.7595 | 17018.7595 | 17018.7595 | 17018.7595 | 17018.7595
| Ending NBV | [8 empty] | 0 | 0 | 0 | 0 | 0 | 0 | 0 | 0 | 0 | 0 | 0 | 0 | 0 | 0 | 0 | 0 | 0 | 0 | 0 | 0 | 0 | 0 | 0 | 0 | 0 | 0 | 0 | 0 | 0 | 0 | 0 | 0 | 0 | 0 | 0 | 0 | 0 | 0 | 0 | 336120.5006 | 319101.741 | 302082.9815 | 285064.222 | 268045.4625 | 251026.703 | 234007.9434 | 216989.1839 | 199970.4244 | 182951.6649 | 165932.9053 | 148914.1458 | 131895.3863 | 114876.6268 | 97857.8673 | 80839.1077 | 63820.3482 | 46801.5887
| Average NBV | [9 empty] | 0 | 0 | 0 | 0 | 0 | 0 | 0 | 0 | 0 | 0 | 0 | 0 | 0 | 0 | 0 | 0 | 0 | 0 | 0 | 0 | 0 | 0 | 0 | 0 | 0 | 0 | 0 | 0 | 0 | 0 | 0 | 0 | 0 | 0 | 0 | 0 | 0 | 0 | 84561.9614 | 327611.1208 | 310592.3613 | 293573.6018 | 276554.8422 | 259536.0827 | 242517.3232 | 225498.5637 | 208479.8041 | 191461.0446 | 174442.2851 | 157423.5256 | 140404.7661 | 123386.0065 | 106367.247 | 89348.4875 | 72329.728 | 55310.9684
| RORB | [9 empty] | 0 | 0 | 0 | 0 | 0 | 0 | 0 | 0 | 0 | 0 | 0 | 0 | 0 | 0 | 0 | 0 | 0 | 0 | 0 | 0 | 0 | 0 | 0 | 0 | 0 | 0 | 0 | 0 | 0 | 0 | 0 | 0 | 0 | 0 | 0 | 0 | 0 | 0 | 5919.3373 | 22932.7785 | 21741.4653 | 20550.1521 | 19358.839 | 18167.5258 | 16976.2126 | 15784.8995 | 14593.5863 | 13402.2731 | 12210.96 | 11019.6468 | 9828.3336 | 8637.0205 | 7445.7073 | 6254.3941 | 5063.081 | 3871.7678
| Insurable Value | [9 empty] | 0 | 0 | 0 | 0 | 0 | 0 | 0 | 0 | 0 | 0 | 0 | 0 | 0 | 0 | 0 | 0 | 0 | 0 | 0 | 0 | 0 | 0 | 0 | 0 | 0 | 0 | 0 | 0 | 0 | 0 | 0 | 0 | 0 | 0 | 0 | 0 | 0 | 0 | 85093.7976 | 340375.1904 | 340375.1904 | 340375.1904 | 340375.1904 | 340375.1904 | 340375.1904 | 340375.1904 | 340375.1904 | 340375.1904 | 340375.1904 | 340375.1904 | 340375.1904 | 340375.1904 | 340375.1904 | 340375.1904 | 340375.1904 | 340375.1904
| Insurance | [9 empty] | 0 | 0 | 0 | 0 | 0 | 0 | 0 | 0 | 0 | 0 | 0 | 0 | 0 | 0 | 0 | 0 | 0 | 0 | 0 | 0 | 0 | 0 | 0 | 0 | 0 | 0 | 0 | 0 | 0 | 0 | 0 | 0 | 0 | 0 | 0 | 0 | 0 | 0 | 25.5281 | 102.1126 | 102.1126 | 102.1126 | 102.1126 | 102.1126 | 102.1126 | 102.1126 | 102.1126 | 102.1126 | 102.1126 | 102.1126 | 102.1126 | 102.1126 | 102.1126 | 102.1126 | 102.1126 | 102.1126
| Fixed charges | [9 empty] | 0 | 0 | 0 | 0 | 0 | 0 | 0 | 0 | 0 | 0 | 0 | 0 | 0 | 0 | 0 | 0 | 0 | 0 | 0 | 0 | 0 | 0 | 0 | 0 | 0 | 0 | 0 | 0 | 0 | 0 | 0 | 0 | 0 | 0 | 0 | 0 | 0 | 0 | 10199.5553 | 40053.6505 | 38862.3374 | 37671.0242 | 36479.711 | 35288.3979 | 34097.0847 | 32905.7715 | 31714.4584 | 30523.1452 | 29331.832 | 28140.5189 | 26949.2057 | 25757.8925 | 24566.5794 | 23375.2662 | 22183.953 | 20992.6399
33 | CCCT 170 G1 |  |  |  |  | CCGT | 2050 | 811888.199 | 53451.4092 |  | 0 | 0 | 0 | 0 | 0 | 0 | 0 | 0 | 0 | 0 | 0 | 0 | 0 | 0 | 0 | 0 | 0 | 0 | 0 | 0 | 0 | 0 | 0 | 0 | 0 | 0 | 0 | 0 | 0 | 0 | 0 | 0 | 0 | 0 | 0 | 0 | 0 | 0 | 7004.9789 | 83033.6103 | 81139.2045 | 79244.7987 | 77350.3929 | 75455.9871 | 73561.5813 | 71667.1755 | 69772.7697 | 67878.3639 | 65983.9581 | 64089.5523 | 62195.1465 | 60300.7407 | 58406.3349 | 56511.9291 | 54617.5233 | 52723.1175
| Jan 2012 $ | 292520.632
| Annual Cap Ex % | 0.0228 | 0.2768 | 0.3808 | 0.3195 | 0
| Esc | 2.52%
| Constn Start | 2047 | 3
| Constn End | 2050 | 12
| Cum Esc Factor | [9 empty] | 1.0125 | 1.038 | 1.0642 | 1.091 | 1.1185 | 1.1467 | 1.1756 | 1.2052 | 1.2356 | 1.2667 | 1.2986 | 1.3314 | 1.3649 | 1.3993 | 1.4346 | 1.4707 | 1.5078 | 1.5458 | 1.5847 | 1.6247 | 1.6656 | 1.7076 | 1.7506 | 1.7947 | 1.84 | 1.8863 | 1.9339 | 1.9826 | 2.0326 | 2.0838 | 2.1363 | 2.1901 | 2.2453 | 2.3019 | 2.3599 | 2.4194 | 2.4804 | 2.5429 | 2.6069 | 2.6726 | 2.74 | 2.809 | 2.8798 | 2.9524 | 3.0268 | 3.1031 | 3.1813 | 3.2614 | 3.3436 | 3.4279 | 3.5143 | 3.6028 | 3.6936 | 3.7867 | 3.8821 | 3.9799
Asset In-Svc:
| Opening balance | [9 empty] | 0 | 0 | 0 | 0 | 0 | 0 | 0 | 0 | 0 | 0 | 0 | 0 | 0 | 0 | 0 | 0 | 0 | 0 | 0 | 0 | 0 | 0 | 0 | 0 | 0 | 0 | 0 | 0 | 0 | 0 | 0 | 0 | 0 | 0 | 0 | 0 | 16556.2341 | 224700.6606 | 530850.0035 | 0 | 0 | 0 | 0 | 0 | 0 | 0 | 0 | 0 | 0 | 0 | 0 | 0 | 0 | 0 | 0 | 0
| Cap Ex | [9 empty] | 0 | 0 | 0 | 0 | 0 | 0 | 0 | 0 | 0 | 0 | 0 | 0 | 0 | 0 | 0 | 0 | 0 | 0 | 0 | 0 | 0 | 0 | 0 | 0 | 0 | 0 | 0 | 0 | 0 | 0 | 0 | 0 | 0 | 0 | 0 | 16136.0251 | 200833.6115 | 283253.8682 | 243645.4861 | 0 | 0 | 0 | 0 | 0 | 0 | 0 | 0 | 0 | 0 | 0 | 0 | 0 | 0 | 0 | 0 | 0
| AFUDC | 6.25% | [8 empty] | 0 | 0 | 0 | 0 | 0 | 0 | 0 | 0 | 0 | 0 | 0 | 0 | 0 | 0 | 0 | 0 | 0 | 0 | 0 | 0 | 0 | 0 | 0 | 0 | 0 | 0 | 0 | 0 | 0 | 0 | 0 | 0 | 0 | 0 | 0 | 420.209 | 7310.815 | 22895.4747 | 37392.7094 | 0 | 0 | 0 | 0 | 0 | 0 | 0 | 0 | 0 | 0 | 0 | 0 | 0 | 0 | 0 | 0 | 0
| Ending balance | [9 empty] | 0 | 0 | 0 | 0 | 0 | 0 | 0 | 0 | 0 | 0 | 0 | 0 | 0 | 0 | 0 | 0 | 0 | 0 | 0 | 0 | 0 | 0 | 0 | 0 | 0 | 0 | 0 | 0 | 0 | 0 | 0 | 0 | 0 | 0 | 0 | 16556.2341 | 224700.6606 | 530850.0035 | 811888.199 | 0 | 0 | 0 | 0 | 0 | 0 | 0 | 0 | 0 | 0 | 0 | 0 | 0 | 0 | 0 | 0 | 0
| In-Svc / Svc LIfe / Ins Rate |  |  | 811888.199 | 30 | 0.03%
Return on Rate Base:
| Beginning NBV | [9 empty] | 0 | 0 | 0 | 0 | 0 | 0 | 0 | 0 | 0 | 0 | 0 | 0 | 0 | 0 | 0 | 0 | 0 | 0 | 0 | 0 | 0 | 0 | 0 | 0 | 0 | 0 | 0 | 0 | 0 | 0 | 0 | 0 | 0 | 0 | 0 | 0 | 0 | 0 | 811888.199 | 809632.954 | 782570.0141 | 755507.0741 | 728444.1341 | 701381.1942 | 674318.2542 | 647255.3142 | 620192.3743 | 593129.4343 | 566066.4943 | 539003.5543 | 511940.6144 | 484877.6744 | 457814.7344 | 430751.7945 | 403688.8545 | 376625.9145
| Depreciation | [9 empty] | 0 | 0 | 0 | 0 | 0 | 0 | 0 | 0 | 0 | 0 | 0 | 0 | 0 | 0 | 0 | 0 | 0 | 0 | 0 | 0 | 0 | 0 | 0 | 0 | 0 | 0 | 0 | 0 | 0 | 0 | 0 | 0 | 0 | 0 | 0 | 0 | 0 | 0 | 2255.245 | 27062.94 | 27062.94 | 27062.94 | 27062.94 | 27062.94 | 27062.94 | 27062.94 | 27062.94 | 27062.94 | 27062.94 | 27062.94 | 27062.94 | 27062.94 | 27062.94 | 27062.94 | 27062.94 | 27062.94
| Ending NBV | [8 empty] | 0 | 0 | 0 | 0 | 0 | 0 | 0 | 0 | 0 | 0 | 0 | 0 | 0 | 0 | 0 | 0 | 0 | 0 | 0 | 0 | 0 | 0 | 0 | 0 | 0 | 0 | 0 | 0 | 0 | 0 | 0 | 0 | 0 | 0 | 0 | 0 | 0 | 0 | 0 | 809632.954 | 782570.0141 | 755507.0741 | 728444.1341 | 701381.1942 | 674318.2542 | 647255.3142 | 620192.3743 | 593129.4343 | 566066.4943 | 539003.5543 | 511940.6144 | 484877.6744 | 457814.7344 | 430751.7945 | 403688.8545 | 376625.9145 | 349562.9746
| Average NBV | [9 empty] | 0 | 0 | 0 | 0 | 0 | 0 | 0 | 0 | 0 | 0 | 0 | 0 | 0 | 0 | 0 | 0 | 0 | 0 | 0 | 0 | 0 | 0 | 0 | 0 | 0 | 0 | 0 | 0 | 0 | 0 | 0 | 0 | 0 | 0 | 0 | 0 | 0 | 0 | 67563.3814 | 796101.484 | 769038.5441 | 741975.6041 | 714912.6641 | 687849.7242 | 660786.7842 | 633723.8442 | 606660.9043 | 579597.9643 | 552535.0243 | 525472.0844 | 498409.1444 | 471346.2044 | 444283.2645 | 417220.3245 | 390157.3845 | 363094.4446
| RORB | [9 empty] | 0 | 0 | 0 | 0 | 0 | 0 | 0 | 0 | 0 | 0 | 0 | 0 | 0 | 0 | 0 | 0 | 0 | 0 | 0 | 0 | 0 | 0 | 0 | 0 | 0 | 0 | 0 | 0 | 0 | 0 | 0 | 0 | 0 | 0 | 0 | 0 | 0 | 0 | 4729.4367 | 55727.1039 | 53832.6981 | 51938.2923 | 50043.8865 | 48149.4807 | 46255.0749 | 44360.6691 | 42466.2633 | 40571.8575 | 38677.4517 | 36783.0459 | 34888.6401 | 32994.2343 | 31099.8285 | 29205.4227 | 27311.0169 | 25416.6111
| Insurable Value | [9 empty] | 0 | 0 | 0 | 0 | 0 | 0 | 0 | 0 | 0 | 0 | 0 | 0 | 0 | 0 | 0 | 0 | 0 | 0 | 0 | 0 | 0 | 0 | 0 | 0 | 0 | 0 | 0 | 0 | 0 | 0 | 0 | 0 | 0 | 0 | 0 | 0 | 0 | 0 | 67657.3499 | 811888.199 | 811888.199 | 811888.199 | 811888.199 | 811888.199 | 811888.199 | 811888.199 | 811888.199 | 811888.199 | 811888.199 | 811888.199 | 811888.199 | 811888.199 | 811888.199 | 811888.199 | 811888.199 | 811888.199
| Insurance | [9 empty] | 0 | 0 | 0 | 0 | 0 | 0 | 0 | 0 | 0 | 0 | 0 | 0 | 0 | 0 | 0 | 0 | 0 | 0 | 0 | 0 | 0 | 0 | 0 | 0 | 0 | 0 | 0 | 0 | 0 | 0 | 0 | 0 | 0 | 0 | 0 | 0 | 0 | 0 | 20.2972 | 243.5665 | 243.5665 | 243.5665 | 243.5665 | 243.5665 | 243.5665 | 243.5665 | 243.5665 | 243.5665 | 243.5665 | 243.5665 | 243.5665 | 243.5665 | 243.5665 | 243.5665 | 243.5665 | 243.5665
| Fixed charges | [9 empty] | 0 | 0 | 0 | 0 | 0 | 0 | 0 | 0 | 0 | 0 | 0 | 0 | 0 | 0 | 0 | 0 | 0 | 0 | 0 | 0 | 0 | 0 | 0 | 0 | 0 | 0 | 0 | 0 | 0 | 0 | 0 | 0 | 0 | 0 | 0 | 0 | 0 | 0 | 7004.9789 | 83033.6103 | 81139.2045 | 79244.7987 | 77350.3929 | 75455.9871 | 73561.5813 | 71667.1755 | 69772.7697 | 67878.3639 | 65983.9581 | 64089.5523 | 62195.1465 | 60300.7407 | 58406.3349 | 56511.9291 | 54617.5233 | 52723.1175
34 | 50MW CT |  |  |  |  | NewGT | 2053 | 212911.2541 | 10987.7086 |  | 0 | 0 | 0 | 0 | 0 | 0 | 0 | 0 | 0 | 0 | 0 | 0 | 0 | 0 | 0 | 0 | 0 | 0 | 0 | 0 | 0 | 0 | 0 | 0 | 0 | 0 | 0 | 0 | 0 | 0 | 0 | 0 | 0 | 0 | 0 | 0 | 0 | 0 | 0 | 0 | 0 | 1954.9393 | 23136.3563 | 22540.2048 | 21944.0533 | 21347.9017 | 20751.7502 | 20155.5987 | 19559.4472 | 18963.2957 | 18367.1442 | 17770.9927 | 17174.8412 | 16578.6897 | 15982.5381 | 15386.3866
| Jan 2012 $ | 72099.644
| Annual Cap Ex % | 0.0105 | 0.2674 | 0.7221 | 0 | 0
| Esc | 2.55%
| Constn Start | 2051 | 4
| Constn End | 2053 | 12
| Cum Esc Factor | [9 empty] | 1.0127 | 1.0385 | 1.065 | 1.0921 | 1.12 | 1.1485 | 1.1778 | 1.2079 | 1.2387 | 1.2702 | 1.3026 | 1.3359 | 1.3699 | 1.4049 | 1.4407 | 1.4774 | 1.5151 | 1.5537 | 1.5933 | 1.634 | 1.6756 | 1.7184 | 1.7622 | 1.8071 | 1.8532 | 1.9005 | 1.9489 | 1.9986 | 2.0496 | 2.1019 | 2.1554 | 2.2104 | 2.2668 | 2.3246 | 2.3839 | 2.4446 | 2.507 | 2.5709 | 2.6365 | 2.7037 | 2.7726 | 2.8433 | 2.9159 | 2.9902 | 3.0665 | 3.1447 | 3.2248 | 3.3071 | 3.3914 | 3.4779 | 3.5666 | 3.6575 | 3.7508 | 3.8464 | 3.9445 | 4.0451
Asset In-Svc:
| Opening balance | [9 empty] | 0 | 0 | 0 | 0 | 0 | 0 | 0 | 0 | 0 | 0 | 0 | 0 | 0 | 0 | 0 | 0 | 0 | 0 | 0 | 0 | 0 | 0 | 0 | 0 | 0 | 0 | 0 | 0 | 0 | 0 | 0 | 0 | 0 | 0 | 0 | 0 | 0 | 0 | 0 | 0 | 2094.7997 | 57351.2708 | 0 | 0 | 0 | 0 | 0 | 0 | 0 | 0 | 0 | 0 | 0 | 0 | 0 | 0
| Cap Ex | [9 empty] | 0 | 0 | 0 | 0 | 0 | 0 | 0 | 0 | 0 | 0 | 0 | 0 | 0 | 0 | 0 | 0 | 0 | 0 | 0 | 0 | 0 | 0 | 0 | 0 | 0 | 0 | 0 | 0 | 0 | 0 | 0 | 0 | 0 | 0 | 0 | 0 | 0 | 0 | 0 | 2046.8272 | 53455.0751 | 148033.6851 | 0 | 0 | 0 | 0 | 0 | 0 | 0 | 0 | 0 | 0 | 0 | 0 | 0 | 0
| AFUDC | 6.25% | [8 empty] | 0 | 0 | 0 | 0 | 0 | 0 | 0 | 0 | 0 | 0 | 0 | 0 | 0 | 0 | 0 | 0 | 0 | 0 | 0 | 0 | 0 | 0 | 0 | 0 | 0 | 0 | 0 | 0 | 0 | 0 | 0 | 0 | 0 | 0 | 0 | 0 | 0 | 0 | 0 | 47.9725 | 1801.3961 | 7526.2982 | 0 | 0 | 0 | 0 | 0 | 0 | 0 | 0 | 0 | 0 | 0 | 0 | 0 | 0
| Ending balance | [9 empty] | 0 | 0 | 0 | 0 | 0 | 0 | 0 | 0 | 0 | 0 | 0 | 0 | 0 | 0 | 0 | 0 | 0 | 0 | 0 | 0 | 0 | 0 | 0 | 0 | 0 | 0 | 0 | 0 | 0 | 0 | 0 | 0 | 0 | 0 | 0 | 0 | 0 | 0 | 0 | 2094.7997 | 57351.2708 | 212911.2541 | 0 | 0 | 0 | 0 | 0 | 0 | 0 | 0 | 0 | 0 | 0 | 0 | 0 | 0
| In-Svc / Svc LIfe / Ins Rate |  |  | 212911.2541 | 25 | 0.03%
Return on Rate Base:
| Beginning NBV | [9 empty] | 0 | 0 | 0 | 0 | 0 | 0 | 0 | 0 | 0 | 0 | 0 | 0 | 0 | 0 | 0 | 0 | 0 | 0 | 0 | 0 | 0 | 0 | 0 | 0 | 0 | 0 | 0 | 0 | 0 | 0 | 0 | 0 | 0 | 0 | 0 | 0 | 0 | 0 | 0 | 0 | 0 | 212911.2541 | 212201.55 | 203685.0998 | 195168.6496 | 186652.1995 | 178135.7493 | 169619.2991 | 161102.849 | 152586.3988 | 144069.9486 | 135553.4985 | 127037.0483 | 118520.5981 | 110004.148 | 101487.6978
| Depreciation | [9 empty] | 0 | 0 | 0 | 0 | 0 | 0 | 0 | 0 | 0 | 0 | 0 | 0 | 0 | 0 | 0 | 0 | 0 | 0 | 0 | 0 | 0 | 0 | 0 | 0 | 0 | 0 | 0 | 0 | 0 | 0 | 0 | 0 | 0 | 0 | 0 | 0 | 0 | 0 | 0 | 0 | 0 | 709.7042 | 8516.4502 | 8516.4502 | 8516.4502 | 8516.4502 | 8516.4502 | 8516.4502 | 8516.4502 | 8516.4502 | 8516.4502 | 8516.4502 | 8516.4502 | 8516.4502 | 8516.4502 | 8516.4502
| Ending NBV | [8 empty] | 0 | 0 | 0 | 0 | 0 | 0 | 0 | 0 | 0 | 0 | 0 | 0 | 0 | 0 | 0 | 0 | 0 | 0 | 0 | 0 | 0 | 0 | 0 | 0 | 0 | 0 | 0 | 0 | 0 | 0 | 0 | 0 | 0 | 0 | 0 | 0 | 0 | 0 | 0 | 0 | 0 | 0 | 212201.55 | 203685.0998 | 195168.6496 | 186652.1995 | 178135.7493 | 169619.2991 | 161102.849 | 152586.3988 | 144069.9486 | 135553.4985 | 127037.0483 | 118520.5981 | 110004.148 | 101487.6978 | 92971.2476
| Average NBV | [9 empty] | 0 | 0 | 0 | 0 | 0 | 0 | 0 | 0 | 0 | 0 | 0 | 0 | 0 | 0 | 0 | 0 | 0 | 0 | 0 | 0 | 0 | 0 | 0 | 0 | 0 | 0 | 0 | 0 | 0 | 0 | 0 | 0 | 0 | 0 | 0 | 0 | 0 | 0 | 0 | 0 | 0 | 17713.0335 | 207943.3249 | 199426.8747 | 190910.4246 | 182393.9744 | 173877.5242 | 165361.0741 | 156844.6239 | 148328.1737 | 139811.7236 | 131295.2734 | 122778.8232 | 114262.3731 | 105745.9229 | 97229.4727
| RORB | [9 empty] | 0 | 0 | 0 | 0 | 0 | 0 | 0 | 0 | 0 | 0 | 0 | 0 | 0 | 0 | 0 | 0 | 0 | 0 | 0 | 0 | 0 | 0 | 0 | 0 | 0 | 0 | 0 | 0 | 0 | 0 | 0 | 0 | 0 | 0 | 0 | 0 | 0 | 0 | 0 | 0 | 0 | 1239.9123 | 14556.0327 | 13959.8812 | 13363.7297 | 12767.5782 | 12171.4267 | 11575.2752 | 10979.1237 | 10382.9722 | 9786.8206 | 9190.6691 | 8594.5176 | 7998.3661 | 7402.2146 | 6806.0631
| Insurable Value | [9 empty] | 0 | 0 | 0 | 0 | 0 | 0 | 0 | 0 | 0 | 0 | 0 | 0 | 0 | 0 | 0 | 0 | 0 | 0 | 0 | 0 | 0 | 0 | 0 | 0 | 0 | 0 | 0 | 0 | 0 | 0 | 0 | 0 | 0 | 0 | 0 | 0 | 0 | 0 | 0 | 0 | 0 | 17742.6045 | 212911.2541 | 212911.2541 | 212911.2541 | 212911.2541 | 212911.2541 | 212911.2541 | 212911.2541 | 212911.2541 | 212911.2541 | 212911.2541 | 212911.2541 | 212911.2541 | 212911.2541 | 212911.2541
| Insurance | [9 empty] | 0 | 0 | 0 | 0 | 0 | 0 | 0 | 0 | 0 | 0 | 0 | 0 | 0 | 0 | 0 | 0 | 0 | 0 | 0 | 0 | 0 | 0 | 0 | 0 | 0 | 0 | 0 | 0 | 0 | 0 | 0 | 0 | 0 | 0 | 0 | 0 | 0 | 0 | 0 | 0 | 0 | 5.3228 | 63.8734 | 63.8734 | 63.8734 | 63.8734 | 63.8734 | 63.8734 | 63.8734 | 63.8734 | 63.8734 | 63.8734 | 63.8734 | 63.8734 | 63.8734 | 63.8734
| Fixed charges | [9 empty] | 0 | 0 | 0 | 0 | 0 | 0 | 0 | 0 | 0 | 0 | 0 | 0 | 0 | 0 | 0 | 0 | 0 | 0 | 0 | 0 | 0 | 0 | 0 | 0 | 0 | 0 | 0 | 0 | 0 | 0 | 0 | 0 | 0 | 0 | 0 | 0 | 0 | 0 | 0 | 0 | 0 | 1954.9393 | 23136.3563 | 22540.2048 | 21944.0533 | 21347.9017 | 20751.7502 | 20155.5987 | 19559.4472 | 18963.2957 | 18367.1442 | 17770.9927 | 17174.8412 | 16578.6897 | 15982.5381 | 15386.3866
35 | 50MW CT |  |  |  |  | NewGT | 2054 | 218340.4911 | 10173.815 |  | 0 | 0 | 0 | 0 | 0 | 0 | 0 | 0 | 0 | 0 | 0 | 0 | 0 | 0 | 0 | 0 | 0 | 0 | 0 | 0 | 0 | 0 | 0 | 0 | 0 | 0 | 0 | 0 | 0 | 0 | 0 | 0 | 0 | 0 | 0 | 0 | 0 | 0 | 0 | 0 | 0 | 0 | 2004.7903 | 23726.3334 | 23114.98 | 22503.6266 | 21892.2732 | 21280.9199 | 20669.5665 | 20058.2131 | 19446.8597 | 18835.5064 | 18224.153 | 17612.7996 | 17001.4462 | 16390.0929
| Jan 2012 $ | 72099.644
| Annual Cap Ex % | 0.0105 | 0.2674 | 0.7221 | 0 | 0
| Esc | 2.55%
| Constn Start | 2052 | 4
| Constn End | 2054 | 12
| Cum Esc Factor | [9 empty] | 1.0127 | 1.0385 | 1.065 | 1.0921 | 1.12 | 1.1485 | 1.1778 | 1.2079 | 1.2387 | 1.2702 | 1.3026 | 1.3359 | 1.3699 | 1.4049 | 1.4407 | 1.4774 | 1.5151 | 1.5537 | 1.5933 | 1.634 | 1.6756 | 1.7184 | 1.7622 | 1.8071 | 1.8532 | 1.9005 | 1.9489 | 1.9986 | 2.0496 | 2.1019 | 2.1554 | 2.2104 | 2.2668 | 2.3246 | 2.3839 | 2.4446 | 2.507 | 2.5709 | 2.6365 | 2.7037 | 2.7726 | 2.8433 | 2.9159 | 2.9902 | 3.0665 | 3.1447 | 3.2248 | 3.3071 | 3.3914 | 3.4779 | 3.5666 | 3.6575 | 3.7508 | 3.8464 | 3.9445 | 4.0451
Asset In-Svc:
| Opening balance | [9 empty] | 0 | 0 | 0 | 0 | 0 | 0 | 0 | 0 | 0 | 0 | 0 | 0 | 0 | 0 | 0 | 0 | 0 | 0 | 0 | 0 | 0 | 0 | 0 | 0 | 0 | 0 | 0 | 0 | 0 | 0 | 0 | 0 | 0 | 0 | 0 | 0 | 0 | 0 | 0 | 0 | 0 | 2148.2171 | 58813.7282 | 0 | 0 | 0 | 0 | 0 | 0 | 0 | 0 | 0 | 0 | 0 | 0 | 0
| Cap Ex | [9 empty] | 0 | 0 | 0 | 0 | 0 | 0 | 0 | 0 | 0 | 0 | 0 | 0 | 0 | 0 | 0 | 0 | 0 | 0 | 0 | 0 | 0 | 0 | 0 | 0 | 0 | 0 | 0 | 0 | 0 | 0 | 0 | 0 | 0 | 0 | 0 | 0 | 0 | 0 | 0 | 0 | 2099.0213 | 54818.1795 | 151808.5441 | 0 | 0 | 0 | 0 | 0 | 0 | 0 | 0 | 0 | 0 | 0 | 0 | 0
| AFUDC | 6.25% | [8 empty] | 0 | 0 | 0 | 0 | 0 | 0 | 0 | 0 | 0 | 0 | 0 | 0 | 0 | 0 | 0 | 0 | 0 | 0 | 0 | 0 | 0 | 0 | 0 | 0 | 0 | 0 | 0 | 0 | 0 | 0 | 0 | 0 | 0 | 0 | 0 | 0 | 0 | 0 | 0 | 0 | 49.1958 | 1847.3317 | 7718.2188 | 0 | 0 | 0 | 0 | 0 | 0 | 0 | 0 | 0 | 0 | 0 | 0 | 0
| Ending balance | [9 empty] | 0 | 0 | 0 | 0 | 0 | 0 | 0 | 0 | 0 | 0 | 0 | 0 | 0 | 0 | 0 | 0 | 0 | 0 | 0 | 0 | 0 | 0 | 0 | 0 | 0 | 0 | 0 | 0 | 0 | 0 | 0 | 0 | 0 | 0 | 0 | 0 | 0 | 0 | 0 | 0 | 2148.2171 | 58813.7282 | 218340.4911 | 0 | 0 | 0 | 0 | 0 | 0 | 0 | 0 | 0 | 0 | 0 | 0 | 0
| In-Svc / Svc LIfe / Ins Rate |  |  | 218340.4911 | 25 | 0.03%
Return on Rate Base:
| Beginning NBV | [9 empty] | 0 | 0 | 0 | 0 | 0 | 0 | 0 | 0 | 0 | 0 | 0 | 0 | 0 | 0 | 0 | 0 | 0 | 0 | 0 | 0 | 0 | 0 | 0 | 0 | 0 | 0 | 0 | 0 | 0 | 0 | 0 | 0 | 0 | 0 | 0 | 0 | 0 | 0 | 0 | 0 | 0 | 0 | 218340.4911 | 217612.6895 | 208879.0698 | 200145.4502 | 191411.8306 | 182678.2109 | 173944.5913 | 165210.9716 | 156477.352 | 147743.7323 | 139010.1127 | 130276.493 | 121542.8734 | 112809.2537
| Depreciation | [9 empty] | 0 | 0 | 0 | 0 | 0 | 0 | 0 | 0 | 0 | 0 | 0 | 0 | 0 | 0 | 0 | 0 | 0 | 0 | 0 | 0 | 0 | 0 | 0 | 0 | 0 | 0 | 0 | 0 | 0 | 0 | 0 | 0 | 0 | 0 | 0 | 0 | 0 | 0 | 0 | 0 | 0 | 0 | 727.8016 | 8733.6196 | 8733.6196 | 8733.6196 | 8733.6196 | 8733.6196 | 8733.6196 | 8733.6196 | 8733.6196 | 8733.6196 | 8733.6196 | 8733.6196 | 8733.6196 | 8733.6196
| Ending NBV | [8 empty] | 0 | 0 | 0 | 0 | 0 | 0 | 0 | 0 | 0 | 0 | 0 | 0 | 0 | 0 | 0 | 0 | 0 | 0 | 0 | 0 | 0 | 0 | 0 | 0 | 0 | 0 | 0 | 0 | 0 | 0 | 0 | 0 | 0 | 0 | 0 | 0 | 0 | 0 | 0 | 0 | 0 | 0 | 0 | 217612.6895 | 208879.0698 | 200145.4502 | 191411.8306 | 182678.2109 | 173944.5913 | 165210.9716 | 156477.352 | 147743.7323 | 139010.1127 | 130276.493 | 121542.8734 | 112809.2537 | 104075.6341
| Average NBV | [9 empty] | 0 | 0 | 0 | 0 | 0 | 0 | 0 | 0 | 0 | 0 | 0 | 0 | 0 | 0 | 0 | 0 | 0 | 0 | 0 | 0 | 0 | 0 | 0 | 0 | 0 | 0 | 0 | 0 | 0 | 0 | 0 | 0 | 0 | 0 | 0 | 0 | 0 | 0 | 0 | 0 | 0 | 0 | 18164.7159 | 213245.8797 | 204512.26 | 195778.6404 | 187045.0207 | 178311.4011 | 169577.7814 | 160844.1618 | 152110.5422 | 143376.9225 | 134643.3029 | 125909.6832 | 117176.0636 | 108442.4439
| RORB | [9 empty] | 0 | 0 | 0 | 0 | 0 | 0 | 0 | 0 | 0 | 0 | 0 | 0 | 0 | 0 | 0 | 0 | 0 | 0 | 0 | 0 | 0 | 0 | 0 | 0 | 0 | 0 | 0 | 0 | 0 | 0 | 0 | 0 | 0 | 0 | 0 | 0 | 0 | 0 | 0 | 0 | 0 | 0 | 1271.5301 | 14927.2116 | 14315.8582 | 13704.5048 | 13093.1515 | 12481.7981 | 11870.4447 | 11259.0913 | 10647.738 | 10036.3846 | 9425.0312 | 8813.6778 | 8202.3244 | 7590.9711
| Insurable Value | [9 empty] | 0 | 0 | 0 | 0 | 0 | 0 | 0 | 0 | 0 | 0 | 0 | 0 | 0 | 0 | 0 | 0 | 0 | 0 | 0 | 0 | 0 | 0 | 0 | 0 | 0 | 0 | 0 | 0 | 0 | 0 | 0 | 0 | 0 | 0 | 0 | 0 | 0 | 0 | 0 | 0 | 0 | 0 | 18195.0409 | 218340.4911 | 218340.4911 | 218340.4911 | 218340.4911 | 218340.4911 | 218340.4911 | 218340.4911 | 218340.4911 | 218340.4911 | 218340.4911 | 218340.4911 | 218340.4911 | 218340.4911
| Insurance | [9 empty] | 0 | 0 | 0 | 0 | 0 | 0 | 0 | 0 | 0 | 0 | 0 | 0 | 0 | 0 | 0 | 0 | 0 | 0 | 0 | 0 | 0 | 0 | 0 | 0 | 0 | 0 | 0 | 0 | 0 | 0 | 0 | 0 | 0 | 0 | 0 | 0 | 0 | 0 | 0 | 0 | 0 | 0 | 5.4585 | 65.5021 | 65.5021 | 65.5021 | 65.5021 | 65.5021 | 65.5021 | 65.5021 | 65.5021 | 65.5021 | 65.5021 | 65.5021 | 65.5021 | 65.5021
| Fixed charges | [9 empty] | 0 | 0 | 0 | 0 | 0 | 0 | 0 | 0 | 0 | 0 | 0 | 0 | 0 | 0 | 0 | 0 | 0 | 0 | 0 | 0 | 0 | 0 | 0 | 0 | 0 | 0 | 0 | 0 | 0 | 0 | 0 | 0 | 0 | 0 | 0 | 0 | 0 | 0 | 0 | 0 | 0 | 0 | 2004.7903 | 23726.3334 | 23114.98 | 22503.6266 | 21892.2732 | 21280.9199 | 20669.5665 | 20058.2131 | 19446.8597 | 18835.5064 | 18224.153 | 17612.7996 | 17001.4462 | 16390.0929
36 | Wind 25MWx3 |  |  |  |  | Wind | 2055 | 580478.2614 | 26387.2674 |  | 0 | 0 | 0 | 0 | 0 | 0 | 0 | 0 | 0 | 0 | 0 | 0 | 0 | 0 | 0 | 0 | 0 | 0 | 0 | 0 | 0 | 0 | 0 | 0 | 0 | 0 | 0 | 0 | 0 | 0 | 0 | 0 | 0 | 0 | 0 | 0 | 0 | 0 | 0 | 0 | 0 | 0 | 0 | 17394.3939 | 68307.7794 | 66276.1055 | 64244.4316 | 62212.7577 | 60181.0838 | 58149.4098 | 56117.7359 | 54086.062 | 52054.3881 | 50022.7142 | 47991.0403 | 45959.3663
| Jan 2012 $ | 183975.876
| Annual Cap Ex % | 0.3333 | 0.6667 | 0 | 0 | 0
| Esc | 2.6%
| Constn Start | 2054 | 1
| Constn End | 2055 | 10
| Cum Esc Factor | [9 empty] | 1.0129 | 1.0393 | 1.0663 | 1.094 | 1.1224 | 1.1516 | 1.1816 | 1.2123 | 1.2438 | 1.2761 | 1.3093 | 1.3434 | 1.3783 | 1.4141 | 1.4509 | 1.4886 | 1.5273 | 1.567 | 1.6078 | 1.6496 | 1.6925 | 1.7365 | 1.7816 | 1.8279 | 1.8755 | 1.9242 | 1.9743 | 2.0256 | 2.0783 | 2.1323 | 2.1877 | 2.2446 | 2.303 | 2.3629 | 2.4243 | 2.4873 | 2.552 | 2.6183 | 2.6864 | 2.7563 | 2.8279 | 2.9015 | 2.9769 | 3.0543 | 3.1337 | 3.2152 | 3.2988 | 3.3845 | 3.4725 | 3.5628 | 3.6555 | 3.7505 | 3.848 | 3.9481 | 4.0507 | 4.156
Asset In-Svc:
| Opening balance | [9 empty] | 0 | 0 | 0 | 0 | 0 | 0 | 0 | 0 | 0 | 0 | 0 | 0 | 0 | 0 | 0 | 0 | 0 | 0 | 0 | 0 | 0 | 0 | 0 | 0 | 0 | 0 | 0 | 0 | 0 | 0 | 0 | 0 | 0 | 0 | 0 | 0 | 0 | 0 | 0 | 0 | 0 | 0 | 0 | 188244.7998 | 0 | 0 | 0 | 0 | 0 | 0 | 0 | 0 | 0 | 0 | 0 | 0
| Cap Ex | [9 empty] | 0 | 0 | 0 | 0 | 0 | 0 | 0 | 0 | 0 | 0 | 0 | 0 | 0 | 0 | 0 | 0 | 0 | 0 | 0 | 0 | 0 | 0 | 0 | 0 | 0 | 0 | 0 | 0 | 0 | 0 | 0 | 0 | 0 | 0 | 0 | 0 | 0 | 0 | 0 | 0 | 0 | 0 | 182540.4119 | 374629.1167 | 0 | 0 | 0 | 0 | 0 | 0 | 0 | 0 | 0 | 0 | 0 | 0
| AFUDC | 6.25% | [8 empty] | 0 | 0 | 0 | 0 | 0 | 0 | 0 | 0 | 0 | 0 | 0 | 0 | 0 | 0 | 0 | 0 | 0 | 0 | 0 | 0 | 0 | 0 | 0 | 0 | 0 | 0 | 0 | 0 | 0 | 0 | 0 | 0 | 0 | 0 | 0 | 0 | 0 | 0 | 0 | 0 | 0 | 0 | 5704.3879 | 17604.3449 | 0 | 0 | 0 | 0 | 0 | 0 | 0 | 0 | 0 | 0 | 0 | 0
| Ending balance | [9 empty] | 0 | 0 | 0 | 0 | 0 | 0 | 0 | 0 | 0 | 0 | 0 | 0 | 0 | 0 | 0 | 0 | 0 | 0 | 0 | 0 | 0 | 0 | 0 | 0 | 0 | 0 | 0 | 0 | 0 | 0 | 0 | 0 | 0 | 0 | 0 | 0 | 0 | 0 | 0 | 0 | 0 | 0 | 188244.7998 | 580478.2614 | 0 | 0 | 0 | 0 | 0 | 0 | 0 | 0 | 0 | 0 | 0 | 0
| In-Svc / Svc LIfe / Ins Rate |  |  | 580478.2614 | 20 | 0.03%
Return on Rate Base:
| Beginning NBV | [9 empty] | 0 | 0 | 0 | 0 | 0 | 0 | 0 | 0 | 0 | 0 | 0 | 0 | 0 | 0 | 0 | 0 | 0 | 0 | 0 | 0 | 0 | 0 | 0 | 0 | 0 | 0 | 0 | 0 | 0 | 0 | 0 | 0 | 0 | 0 | 0 | 0 | 0 | 0 | 0 | 0 | 0 | 0 | 0 | 580478.2614 | 573222.2831 | 544198.3701 | 515174.457 | 486150.5439 | 457126.6308 | 428102.7178 | 399078.8047 | 370054.8916 | 341030.9786 | 312007.0655 | 282983.1524 | 253959.2394
| Depreciation | [9 empty] | 0 | 0 | 0 | 0 | 0 | 0 | 0 | 0 | 0 | 0 | 0 | 0 | 0 | 0 | 0 | 0 | 0 | 0 | 0 | 0 | 0 | 0 | 0 | 0 | 0 | 0 | 0 | 0 | 0 | 0 | 0 | 0 | 0 | 0 | 0 | 0 | 0 | 0 | 0 | 0 | 0 | 0 | 0 | 7255.9783 | 29023.9131 | 29023.9131 | 29023.9131 | 29023.9131 | 29023.9131 | 29023.9131 | 29023.9131 | 29023.9131 | 29023.9131 | 29023.9131 | 29023.9131 | 29023.9131
| Ending NBV | [8 empty] | 0 | 0 | 0 | 0 | 0 | 0 | 0 | 0 | 0 | 0 | 0 | 0 | 0 | 0 | 0 | 0 | 0 | 0 | 0 | 0 | 0 | 0 | 0 | 0 | 0 | 0 | 0 | 0 | 0 | 0 | 0 | 0 | 0 | 0 | 0 | 0 | 0 | 0 | 0 | 0 | 0 | 0 | 0 | 0 | 573222.2831 | 544198.3701 | 515174.457 | 486150.5439 | 457126.6308 | 428102.7178 | 399078.8047 | 370054.8916 | 341030.9786 | 312007.0655 | 282983.1524 | 253959.2394 | 224935.3263
| Average NBV | [9 empty] | 0 | 0 | 0 | 0 | 0 | 0 | 0 | 0 | 0 | 0 | 0 | 0 | 0 | 0 | 0 | 0 | 0 | 0 | 0 | 0 | 0 | 0 | 0 | 0 | 0 | 0 | 0 | 0 | 0 | 0 | 0 | 0 | 0 | 0 | 0 | 0 | 0 | 0 | 0 | 0 | 0 | 0 | 0 | 144212.5681 | 558710.3266 | 529686.4135 | 500662.5005 | 471638.5874 | 442614.6743 | 413590.7612 | 384566.8482 | 355542.9351 | 326519.022 | 297495.109 | 268471.1959 | 239447.2828
| RORB | [9 empty] | 0 | 0 | 0 | 0 | 0 | 0 | 0 | 0 | 0 | 0 | 0 | 0 | 0 | 0 | 0 | 0 | 0 | 0 | 0 | 0 | 0 | 0 | 0 | 0 | 0 | 0 | 0 | 0 | 0 | 0 | 0 | 0 | 0 | 0 | 0 | 0 | 0 | 0 | 0 | 0 | 0 | 0 | 0 | 10094.8798 | 39109.7229 | 37078.0489 | 35046.375 | 33014.7011 | 30983.0272 | 28951.3533 | 26919.6794 | 24888.0055 | 22856.3315 | 20824.6576 | 18792.9837 | 16761.3098
| Insurable Value | [9 empty] | 0 | 0 | 0 | 0 | 0 | 0 | 0 | 0 | 0 | 0 | 0 | 0 | 0 | 0 | 0 | 0 | 0 | 0 | 0 | 0 | 0 | 0 | 0 | 0 | 0 | 0 | 0 | 0 | 0 | 0 | 0 | 0 | 0 | 0 | 0 | 0 | 0 | 0 | 0 | 0 | 0 | 0 | 0 | 145119.5653 | 580478.2614 | 580478.2614 | 580478.2614 | 580478.2614 | 580478.2614 | 580478.2614 | 580478.2614 | 580478.2614 | 580478.2614 | 580478.2614 | 580478.2614 | 580478.2614
| Insurance | [9 empty] | 0 | 0 | 0 | 0 | 0 | 0 | 0 | 0 | 0 | 0 | 0 | 0 | 0 | 0 | 0 | 0 | 0 | 0 | 0 | 0 | 0 | 0 | 0 | 0 | 0 | 0 | 0 | 0 | 0 | 0 | 0 | 0 | 0 | 0 | 0 | 0 | 0 | 0 | 0 | 0 | 0 | 0 | 0 | 43.5359 | 174.1435 | 174.1435 | 174.1435 | 174.1435 | 174.1435 | 174.1435 | 174.1435 | 174.1435 | 174.1435 | 174.1435 | 174.1435 | 174.1435
| Fixed charges | [9 empty] | 0 | 0 | 0 | 0 | 0 | 0 | 0 | 0 | 0 | 0 | 0 | 0 | 0 | 0 | 0 | 0 | 0 | 0 | 0 | 0 | 0 | 0 | 0 | 0 | 0 | 0 | 0 | 0 | 0 | 0 | 0 | 0 | 0 | 0 | 0 | 0 | 0 | 0 | 0 | 0 | 0 | 0 | 0 | 17394.3939 | 68307.7794 | 66276.1055 | 64244.4316 | 62212.7577 | 60181.0838 | 58149.4098 | 56117.7359 | 54086.062 | 52054.3881 | 50022.7142 | 47991.0403 | 45959.3663
37 | 50MW CT |  |  |  |  | NewGT | 2057 | 235473.0868 | 7789.9709 |  | 0 | 0 | 0 | 0 | 0 | 0 | 0 | 0 | 0 | 0 | 0 | 0 | 0 | 0 | 0 | 0 | 0 | 0 | 0 | 0 | 0 | 0 | 0 | 0 | 0 | 0 | 0 | 0 | 0 | 0 | 0 | 0 | 0 | 0 | 0 | 0 | 0 | 0 | 0 | 0 | 0 | 0 | 0 | 0 | 0 | 2162.1008 | 25588.0754 | 24928.7508 | 24269.4261 | 23610.1015 | 22950.7769 | 22291.4522 | 21632.1276 | 20972.8029 | 20313.4783 | 19654.1536
| Jan 2012 $ | 72099.644
| Annual Cap Ex % | 0.0105 | 0.2674 | 0.7221 | 0 | 0
| Esc | 2.55%
| Constn Start | 2055 | 4
| Constn End | 2057 | 12
| Cum Esc Factor | [9 empty] | 1.0127 | 1.0385 | 1.065 | 1.0921 | 1.12 | 1.1485 | 1.1778 | 1.2079 | 1.2387 | 1.2702 | 1.3026 | 1.3359 | 1.3699 | 1.4049 | 1.4407 | 1.4774 | 1.5151 | 1.5537 | 1.5933 | 1.634 | 1.6756 | 1.7184 | 1.7622 | 1.8071 | 1.8532 | 1.9005 | 1.9489 | 1.9986 | 2.0496 | 2.1019 | 2.1554 | 2.2104 | 2.2668 | 2.3246 | 2.3839 | 2.4446 | 2.507 | 2.5709 | 2.6365 | 2.7037 | 2.7726 | 2.8433 | 2.9159 | 2.9902 | 3.0665 | 3.1447 | 3.2248 | 3.3071 | 3.3914 | 3.4779 | 3.5666 | 3.6575 | 3.7508 | 3.8464 | 3.9445 | 4.0451
Asset In-Svc:
| Opening balance | [9 empty] | 0 | 0 | 0 | 0 | 0 | 0 | 0 | 0 | 0 | 0 | 0 | 0 | 0 | 0 | 0 | 0 | 0 | 0 | 0 | 0 | 0 | 0 | 0 | 0 | 0 | 0 | 0 | 0 | 0 | 0 | 0 | 0 | 0 | 0 | 0 | 0 | 0 | 0 | 0 | 0 | 0 | 0 | 0 | 0 | 2316.7819 | 63428.6845 | 0 | 0 | 0 | 0 | 0 | 0 | 0 | 0 | 0 | 0
| Cap Ex | [9 empty] | 0 | 0 | 0 | 0 | 0 | 0 | 0 | 0 | 0 | 0 | 0 | 0 | 0 | 0 | 0 | 0 | 0 | 0 | 0 | 0 | 0 | 0 | 0 | 0 | 0 | 0 | 0 | 0 | 0 | 0 | 0 | 0 | 0 | 0 | 0 | 0 | 0 | 0 | 0 | 0 | 0 | 0 | 0 | 2263.7259 | 59119.6157 | 163720.5554 | 0 | 0 | 0 | 0 | 0 | 0 | 0 | 0 | 0 | 0
| AFUDC | 6.25% | [8 empty] | 0 | 0 | 0 | 0 | 0 | 0 | 0 | 0 | 0 | 0 | 0 | 0 | 0 | 0 | 0 | 0 | 0 | 0 | 0 | 0 | 0 | 0 | 0 | 0 | 0 | 0 | 0 | 0 | 0 | 0 | 0 | 0 | 0 | 0 | 0 | 0 | 0 | 0 | 0 | 0 | 0 | 0 | 0 | 53.0561 | 1992.2869 | 8323.8468 | 0 | 0 | 0 | 0 | 0 | 0 | 0 | 0 | 0 | 0
| Ending balance | [9 empty] | 0 | 0 | 0 | 0 | 0 | 0 | 0 | 0 | 0 | 0 | 0 | 0 | 0 | 0 | 0 | 0 | 0 | 0 | 0 | 0 | 0 | 0 | 0 | 0 | 0 | 0 | 0 | 0 | 0 | 0 | 0 | 0 | 0 | 0 | 0 | 0 | 0 | 0 | 0 | 0 | 0 | 0 | 0 | 2316.7819 | 63428.6845 | 235473.0868 | 0 | 0 | 0 | 0 | 0 | 0 | 0 | 0 | 0 | 0
| In-Svc / Svc LIfe / Ins Rate |  |  | 235473.0868 | 25 | 0.03%
Return on Rate Base:
| Beginning NBV | [9 empty] | 0 | 0 | 0 | 0 | 0 | 0 | 0 | 0 | 0 | 0 | 0 | 0 | 0 | 0 | 0 | 0 | 0 | 0 | 0 | 0 | 0 | 0 | 0 | 0 | 0 | 0 | 0 | 0 | 0 | 0 | 0 | 0 | 0 | 0 | 0 | 0 | 0 | 0 | 0 | 0 | 0 | 0 | 0 | 0 | 0 | 235473.0868 | 234688.1765 | 225269.253 | 215850.3296 | 206431.4061 | 197012.4826 | 187593.5591 | 178174.6357 | 168755.7122 | 159336.7887 | 149917.8653
| Depreciation | [9 empty] | 0 | 0 | 0 | 0 | 0 | 0 | 0 | 0 | 0 | 0 | 0 | 0 | 0 | 0 | 0 | 0 | 0 | 0 | 0 | 0 | 0 | 0 | 0 | 0 | 0 | 0 | 0 | 0 | 0 | 0 | 0 | 0 | 0 | 0 | 0 | 0 | 0 | 0 | 0 | 0 | 0 | 0 | 0 | 0 | 0 | 784.9103 | 9418.9235 | 9418.9235 | 9418.9235 | 9418.9235 | 9418.9235 | 9418.9235 | 9418.9235 | 9418.9235 | 9418.9235 | 9418.9235
| Ending NBV | [8 empty] | 0 | 0 | 0 | 0 | 0 | 0 | 0 | 0 | 0 | 0 | 0 | 0 | 0 | 0 | 0 | 0 | 0 | 0 | 0 | 0 | 0 | 0 | 0 | 0 | 0 | 0 | 0 | 0 | 0 | 0 | 0 | 0 | 0 | 0 | 0 | 0 | 0 | 0 | 0 | 0 | 0 | 0 | 0 | 0 | 0 | 0 | 234688.1765 | 225269.253 | 215850.3296 | 206431.4061 | 197012.4826 | 187593.5591 | 178174.6357 | 168755.7122 | 159336.7887 | 149917.8653 | 140498.9418
| Average NBV | [9 empty] | 0 | 0 | 0 | 0 | 0 | 0 | 0 | 0 | 0 | 0 | 0 | 0 | 0 | 0 | 0 | 0 | 0 | 0 | 0 | 0 | 0 | 0 | 0 | 0 | 0 | 0 | 0 | 0 | 0 | 0 | 0 | 0 | 0 | 0 | 0 | 0 | 0 | 0 | 0 | 0 | 0 | 0 | 0 | 0 | 0 | 19590.0526 | 229978.7148 | 220559.7913 | 211140.8678 | 201721.9444 | 192303.0209 | 182884.0974 | 173465.1739 | 164046.2505 | 154627.327 | 145208.4035
| RORB | [9 empty] | 0 | 0 | 0 | 0 | 0 | 0 | 0 | 0 | 0 | 0 | 0 | 0 | 0 | 0 | 0 | 0 | 0 | 0 | 0 | 0 | 0 | 0 | 0 | 0 | 0 | 0 | 0 | 0 | 0 | 0 | 0 | 0 | 0 | 0 | 0 | 0 | 0 | 0 | 0 | 0 | 0 | 0 | 0 | 0 | 0 | 1371.3037 | 16098.51 | 15439.1854 | 14779.8607 | 14120.5361 | 13461.2115 | 12801.8868 | 12142.5622 | 11483.2375 | 10823.9129 | 10164.5882
| Insurable Value | [9 empty] | 0 | 0 | 0 | 0 | 0 | 0 | 0 | 0 | 0 | 0 | 0 | 0 | 0 | 0 | 0 | 0 | 0 | 0 | 0 | 0 | 0 | 0 | 0 | 0 | 0 | 0 | 0 | 0 | 0 | 0 | 0 | 0 | 0 | 0 | 0 | 0 | 0 | 0 | 0 | 0 | 0 | 0 | 0 | 0 | 0 | 19622.7572 | 235473.0868 | 235473.0868 | 235473.0868 | 235473.0868 | 235473.0868 | 235473.0868 | 235473.0868 | 235473.0868 | 235473.0868 | 235473.0868
| Insurance | [9 empty] | 0 | 0 | 0 | 0 | 0 | 0 | 0 | 0 | 0 | 0 | 0 | 0 | 0 | 0 | 0 | 0 | 0 | 0 | 0 | 0 | 0 | 0 | 0 | 0 | 0 | 0 | 0 | 0 | 0 | 0 | 0 | 0 | 0 | 0 | 0 | 0 | 0 | 0 | 0 | 0 | 0 | 0 | 0 | 0 | 0 | 5.8868 | 70.6419 | 70.6419 | 70.6419 | 70.6419 | 70.6419 | 70.6419 | 70.6419 | 70.6419 | 70.6419 | 70.6419
| Fixed charges | [9 empty] | 0 | 0 | 0 | 0 | 0 | 0 | 0 | 0 | 0 | 0 | 0 | 0 | 0 | 0 | 0 | 0 | 0 | 0 | 0 | 0 | 0 | 0 | 0 | 0 | 0 | 0 | 0 | 0 | 0 | 0 | 0 | 0 | 0 | 0 | 0 | 0 | 0 | 0 | 0 | 0 | 0 | 0 | 0 | 0 | 0 | 2162.1008 | 25588.0754 | 24928.7508 | 24269.4261 | 23610.1015 | 22950.7769 | 22291.4522 | 21632.1276 | 20972.8029 | 20313.4783 | 19654.1536
38 | Wind 25MWx2 |  |  |  |  | Wind | 2060 | 439978.551 | 10476.6234 |  | 0 | 0 | 0 | 0 | 0 | 0 | 0 | 0 | 0 | 0 | 0 | 0 | 0 | 0 | 0 | 0 | 0 | 0 | 0 | 0 | 0 | 0 | 0 | 0 | 0 | 0 | 0 | 0 | 0 | 0 | 0 | 0 | 0 | 0 | 0 | 0 | 0 | 0 | 0 | 0 | 0 | 0 | 0 | 0 | 0 | 0 | 0 | 0 | 13184.2323 | 51774.476 | 50234.5511 | 48694.6261 | 47154.7012 | 45614.7763 | 44074.8513 | 42534.9264
| Jan 2012 $ | 122650.584
| Annual Cap Ex % | 0.3333 | 0.6667 | 0 | 0 | 0
| Esc | 2.6%
| Constn Start | 2059 | 1
| Constn End | 2060 | 10
| Cum Esc Factor | [9 empty] | 1.0129 | 1.0393 | 1.0663 | 1.094 | 1.1224 | 1.1516 | 1.1816 | 1.2123 | 1.2438 | 1.2761 | 1.3093 | 1.3434 | 1.3783 | 1.4141 | 1.4509 | 1.4886 | 1.5273 | 1.567 | 1.6078 | 1.6496 | 1.6925 | 1.7365 | 1.7816 | 1.8279 | 1.8755 | 1.9242 | 1.9743 | 2.0256 | 2.0783 | 2.1323 | 2.1877 | 2.2446 | 2.303 | 2.3629 | 2.4243 | 2.4873 | 2.552 | 2.6183 | 2.6864 | 2.7563 | 2.8279 | 2.9015 | 2.9769 | 3.0543 | 3.1337 | 3.2152 | 3.2988 | 3.3845 | 3.4725 | 3.5628 | 3.6555 | 3.7505 | 3.848 | 3.9481 | 4.0507 | 4.156
Asset In-Svc:
| Opening balance | [9 empty] | 0 | 0 | 0 | 0 | 0 | 0 | 0 | 0 | 0 | 0 | 0 | 0 | 0 | 0 | 0 | 0 | 0 | 0 | 0 | 0 | 0 | 0 | 0 | 0 | 0 | 0 | 0 | 0 | 0 | 0 | 0 | 0 | 0 | 0 | 0 | 0 | 0 | 0 | 0 | 0 | 0 | 0 | 0 | 0 | 0 | 0 | 0 | 0 | 142681.7845 | 0 | 0 | 0 | 0 | 0 | 0 | 0
| Cap Ex | [9 empty] | 0 | 0 | 0 | 0 | 0 | 0 | 0 | 0 | 0 | 0 | 0 | 0 | 0 | 0 | 0 | 0 | 0 | 0 | 0 | 0 | 0 | 0 | 0 | 0 | 0 | 0 | 0 | 0 | 0 | 0 | 0 | 0 | 0 | 0 | 0 | 0 | 0 | 0 | 0 | 0 | 0 | 0 | 0 | 0 | 0 | 0 | 0 | 138358.0941 | 283953.4 | 0 | 0 | 0 | 0 | 0 | 0 | 0
| AFUDC | 6.25% | [8 empty] | 0 | 0 | 0 | 0 | 0 | 0 | 0 | 0 | 0 | 0 | 0 | 0 | 0 | 0 | 0 | 0 | 0 | 0 | 0 | 0 | 0 | 0 | 0 | 0 | 0 | 0 | 0 | 0 | 0 | 0 | 0 | 0 | 0 | 0 | 0 | 0 | 0 | 0 | 0 | 0 | 0 | 0 | 0 | 0 | 0 | 0 | 0 | 4323.6904 | 13343.3665 | 0 | 0 | 0 | 0 | 0 | 0 | 0
| Ending balance | [9 empty] | 0 | 0 | 0 | 0 | 0 | 0 | 0 | 0 | 0 | 0 | 0 | 0 | 0 | 0 | 0 | 0 | 0 | 0 | 0 | 0 | 0 | 0 | 0 | 0 | 0 | 0 | 0 | 0 | 0 | 0 | 0 | 0 | 0 | 0 | 0 | 0 | 0 | 0 | 0 | 0 | 0 | 0 | 0 | 0 | 0 | 0 | 0 | 142681.7845 | 439978.551 | 0 | 0 | 0 | 0 | 0 | 0 | 0
| In-Svc / Svc LIfe / Ins Rate |  |  | 439978.551 | 20 | 0.03%
Return on Rate Base:
| Beginning NBV | [9 empty] | 0 | 0 | 0 | 0 | 0 | 0 | 0 | 0 | 0 | 0 | 0 | 0 | 0 | 0 | 0 | 0 | 0 | 0 | 0 | 0 | 0 | 0 | 0 | 0 | 0 | 0 | 0 | 0 | 0 | 0 | 0 | 0 | 0 | 0 | 0 | 0 | 0 | 0 | 0 | 0 | 0 | 0 | 0 | 0 | 0 | 0 | 0 | 0 | 439978.551 | 434478.8191 | 412479.8916 | 390480.964 | 368482.0365 | 346483.1089 | 324484.1814 | 302485.2538
| Depreciation | [9 empty] | 0 | 0 | 0 | 0 | 0 | 0 | 0 | 0 | 0 | 0 | 0 | 0 | 0 | 0 | 0 | 0 | 0 | 0 | 0 | 0 | 0 | 0 | 0 | 0 | 0 | 0 | 0 | 0 | 0 | 0 | 0 | 0 | 0 | 0 | 0 | 0 | 0 | 0 | 0 | 0 | 0 | 0 | 0 | 0 | 0 | 0 | 0 | 0 | 5499.7319 | 21998.9276 | 21998.9276 | 21998.9276 | 21998.9276 | 21998.9276 | 21998.9276 | 21998.9276
| Ending NBV | [8 empty] | 0 | 0 | 0 | 0 | 0 | 0 | 0 | 0 | 0 | 0 | 0 | 0 | 0 | 0 | 0 | 0 | 0 | 0 | 0 | 0 | 0 | 0 | 0 | 0 | 0 | 0 | 0 | 0 | 0 | 0 | 0 | 0 | 0 | 0 | 0 | 0 | 0 | 0 | 0 | 0 | 0 | 0 | 0 | 0 | 0 | 0 | 0 | 0 | 0 | 434478.8191 | 412479.8916 | 390480.964 | 368482.0365 | 346483.1089 | 324484.1814 | 302485.2538 | 280486.3263
| Average NBV | [9 empty] | 0 | 0 | 0 | 0 | 0 | 0 | 0 | 0 | 0 | 0 | 0 | 0 | 0 | 0 | 0 | 0 | 0 | 0 | 0 | 0 | 0 | 0 | 0 | 0 | 0 | 0 | 0 | 0 | 0 | 0 | 0 | 0 | 0 | 0 | 0 | 0 | 0 | 0 | 0 | 0 | 0 | 0 | 0 | 0 | 0 | 0 | 0 | 0 | 109307.1713 | 423479.3553 | 401480.4278 | 379481.5002 | 357482.5727 | 335483.6451 | 313484.7176 | 291485.79
| RORB | [9 empty] | 0 | 0 | 0 | 0 | 0 | 0 | 0 | 0 | 0 | 0 | 0 | 0 | 0 | 0 | 0 | 0 | 0 | 0 | 0 | 0 | 0 | 0 | 0 | 0 | 0 | 0 | 0 | 0 | 0 | 0 | 0 | 0 | 0 | 0 | 0 | 0 | 0 | 0 | 0 | 0 | 0 | 0 | 0 | 0 | 0 | 0 | 0 | 0 | 7651.502 | 29643.5549 | 28103.6299 | 26563.705 | 25023.7801 | 23483.8552 | 21943.9302 | 20404.0053
| Insurable Value | [9 empty] | 0 | 0 | 0 | 0 | 0 | 0 | 0 | 0 | 0 | 0 | 0 | 0 | 0 | 0 | 0 | 0 | 0 | 0 | 0 | 0 | 0 | 0 | 0 | 0 | 0 | 0 | 0 | 0 | 0 | 0 | 0 | 0 | 0 | 0 | 0 | 0 | 0 | 0 | 0 | 0 | 0 | 0 | 0 | 0 | 0 | 0 | 0 | 0 | 109994.6378 | 439978.551 | 439978.551 | 439978.551 | 439978.551 | 439978.551 | 439978.551 | 439978.551
| Insurance | [9 empty] | 0 | 0 | 0 | 0 | 0 | 0 | 0 | 0 | 0 | 0 | 0 | 0 | 0 | 0 | 0 | 0 | 0 | 0 | 0 | 0 | 0 | 0 | 0 | 0 | 0 | 0 | 0 | 0 | 0 | 0 | 0 | 0 | 0 | 0 | 0 | 0 | 0 | 0 | 0 | 0 | 0 | 0 | 0 | 0 | 0 | 0 | 0 | 0 | 32.9984 | 131.9936 | 131.9936 | 131.9936 | 131.9936 | 131.9936 | 131.9936 | 131.9936
| Fixed charges | [9 empty] | 0 | 0 | 0 | 0 | 0 | 0 | 0 | 0 | 0 | 0 | 0 | 0 | 0 | 0 | 0 | 0 | 0 | 0 | 0 | 0 | 0 | 0 | 0 | 0 | 0 | 0 | 0 | 0 | 0 | 0 | 0 | 0 | 0 | 0 | 0 | 0 | 0 | 0 | 0 | 0 | 0 | 0 | 0 | 0 | 0 | 0 | 0 | 0 | 13184.2323 | 51774.476 | 50234.5511 | 48694.6261 | 47154.7012 | 45614.7763 | 44074.8513 | 42534.9264
39 | 50MW CT |  |  |  |  | NewGT | 2060 | 253950.0315 | 5464.3171 |  | 0 | 0 | 0 | 0 | 0 | 0 | 0 | 0 | 0 | 0 | 0 | 0 | 0 | 0 | 0 | 0 | 0 | 0 | 0 | 0 | 0 | 0 | 0 | 0 | 0 | 0 | 0 | 0 | 0 | 0 | 0 | 0 | 0 | 0 | 0 | 0 | 0 | 0 | 0 | 0 | 0 | 0 | 0 | 0 | 0 | 0 | 0 | 0 | 2331.7551 | 27595.9034 | 26884.8433 | 26173.7832 | 25462.7232 | 24751.6631 | 24040.603 | 23329.5429
| Jan 2012 $ | 72099.644
| Annual Cap Ex % | 0.0105 | 0.2674 | 0.7221 | 0 | 0
| Esc | 2.55%
| Constn Start | 2058 | 4
| Constn End | 2060 | 12
| Cum Esc Factor | [9 empty] | 1.0127 | 1.0385 | 1.065 | 1.0921 | 1.12 | 1.1485 | 1.1778 | 1.2079 | 1.2387 | 1.2702 | 1.3026 | 1.3359 | 1.3699 | 1.4049 | 1.4407 | 1.4774 | 1.5151 | 1.5537 | 1.5933 | 1.634 | 1.6756 | 1.7184 | 1.7622 | 1.8071 | 1.8532 | 1.9005 | 1.9489 | 1.9986 | 2.0496 | 2.1019 | 2.1554 | 2.2104 | 2.2668 | 2.3246 | 2.3839 | 2.4446 | 2.507 | 2.5709 | 2.6365 | 2.7037 | 2.7726 | 2.8433 | 2.9159 | 2.9902 | 3.0665 | 3.1447 | 3.2248 | 3.3071 | 3.3914 | 3.4779 | 3.5666 | 3.6575 | 3.7508 | 3.8464 | 3.9445 | 4.0451
Asset In-Svc:
| Opening balance | [9 empty] | 0 | 0 | 0 | 0 | 0 | 0 | 0 | 0 | 0 | 0 | 0 | 0 | 0 | 0 | 0 | 0 | 0 | 0 | 0 | 0 | 0 | 0 | 0 | 0 | 0 | 0 | 0 | 0 | 0 | 0 | 0 | 0 | 0 | 0 | 0 | 0 | 0 | 0 | 0 | 0 | 0 | 0 | 0 | 0 | 0 | 0 | 0 | 2498.5736 | 68405.7642 | 0 | 0 | 0 | 0 | 0 | 0 | 0
| Cap Ex | [9 empty] | 0 | 0 | 0 | 0 | 0 | 0 | 0 | 0 | 0 | 0 | 0 | 0 | 0 | 0 | 0 | 0 | 0 | 0 | 0 | 0 | 0 | 0 | 0 | 0 | 0 | 0 | 0 | 0 | 0 | 0 | 0 | 0 | 0 | 0 | 0 | 0 | 0 | 0 | 0 | 0 | 0 | 0 | 0 | 0 | 0 | 0 | 2441.3544 | 63758.5742 | 176567.2705 | 0 | 0 | 0 | 0 | 0 | 0 | 0
| AFUDC | 6.25% | [8 empty] | 0 | 0 | 0 | 0 | 0 | 0 | 0 | 0 | 0 | 0 | 0 | 0 | 0 | 0 | 0 | 0 | 0 | 0 | 0 | 0 | 0 | 0 | 0 | 0 | 0 | 0 | 0 | 0 | 0 | 0 | 0 | 0 | 0 | 0 | 0 | 0 | 0 | 0 | 0 | 0 | 0 | 0 | 0 | 0 | 0 | 0 | 57.2192 | 2148.6163 | 8976.9968 | 0 | 0 | 0 | 0 | 0 | 0 | 0
| Ending balance | [9 empty] | 0 | 0 | 0 | 0 | 0 | 0 | 0 | 0 | 0 | 0 | 0 | 0 | 0 | 0 | 0 | 0 | 0 | 0 | 0 | 0 | 0 | 0 | 0 | 0 | 0 | 0 | 0 | 0 | 0 | 0 | 0 | 0 | 0 | 0 | 0 | 0 | 0 | 0 | 0 | 0 | 0 | 0 | 0 | 0 | 0 | 0 | 2498.5736 | 68405.7642 | 253950.0315 | 0 | 0 | 0 | 0 | 0 | 0 | 0
| In-Svc / Svc LIfe / Ins Rate |  |  | 253950.0315 | 25 | 0.03%
Return on Rate Base:
| Beginning NBV | [9 empty] | 0 | 0 | 0 | 0 | 0 | 0 | 0 | 0 | 0 | 0 | 0 | 0 | 0 | 0 | 0 | 0 | 0 | 0 | 0 | 0 | 0 | 0 | 0 | 0 | 0 | 0 | 0 | 0 | 0 | 0 | 0 | 0 | 0 | 0 | 0 | 0 | 0 | 0 | 0 | 0 | 0 | 0 | 0 | 0 | 0 | 0 | 0 | 0 | 253950.0315 | 253103.5314 | 242945.5302 | 232787.5289 | 222629.5276 | 212471.5264 | 202313.5251 | 192155.5239
| Depreciation | [9 empty] | 0 | 0 | 0 | 0 | 0 | 0 | 0 | 0 | 0 | 0 | 0 | 0 | 0 | 0 | 0 | 0 | 0 | 0 | 0 | 0 | 0 | 0 | 0 | 0 | 0 | 0 | 0 | 0 | 0 | 0 | 0 | 0 | 0 | 0 | 0 | 0 | 0 | 0 | 0 | 0 | 0 | 0 | 0 | 0 | 0 | 0 | 0 | 0 | 846.5001 | 10158.0013 | 10158.0013 | 10158.0013 | 10158.0013 | 10158.0013 | 10158.0013 | 10158.0013
| Ending NBV | [8 empty] | 0 | 0 | 0 | 0 | 0 | 0 | 0 | 0 | 0 | 0 | 0 | 0 | 0 | 0 | 0 | 0 | 0 | 0 | 0 | 0 | 0 | 0 | 0 | 0 | 0 | 0 | 0 | 0 | 0 | 0 | 0 | 0 | 0 | 0 | 0 | 0 | 0 | 0 | 0 | 0 | 0 | 0 | 0 | 0 | 0 | 0 | 0 | 0 | 0 | 253103.5314 | 242945.5302 | 232787.5289 | 222629.5276 | 212471.5264 | 202313.5251 | 192155.5239 | 181997.5226
| Average NBV | [9 empty] | 0 | 0 | 0 | 0 | 0 | 0 | 0 | 0 | 0 | 0 | 0 | 0 | 0 | 0 | 0 | 0 | 0 | 0 | 0 | 0 | 0 | 0 | 0 | 0 | 0 | 0 | 0 | 0 | 0 | 0 | 0 | 0 | 0 | 0 | 0 | 0 | 0 | 0 | 0 | 0 | 0 | 0 | 0 | 0 | 0 | 0 | 0 | 0 | 21127.2318 | 248024.5308 | 237866.5295 | 227708.5283 | 217550.527 | 207392.5257 | 197234.5245 | 187076.5232
| RORB | [9 empty] | 0 | 0 | 0 | 0 | 0 | 0 | 0 | 0 | 0 | 0 | 0 | 0 | 0 | 0 | 0 | 0 | 0 | 0 | 0 | 0 | 0 | 0 | 0 | 0 | 0 | 0 | 0 | 0 | 0 | 0 | 0 | 0 | 0 | 0 | 0 | 0 | 0 | 0 | 0 | 0 | 0 | 0 | 0 | 0 | 0 | 0 | 0 | 0 | 1478.9062 | 17361.7172 | 16650.6571 | 15939.597 | 15228.5369 | 14517.4768 | 13806.4167 | 13095.3566
| Insurable Value | [9 empty] | 0 | 0 | 0 | 0 | 0 | 0 | 0 | 0 | 0 | 0 | 0 | 0 | 0 | 0 | 0 | 0 | 0 | 0 | 0 | 0 | 0 | 0 | 0 | 0 | 0 | 0 | 0 | 0 | 0 | 0 | 0 | 0 | 0 | 0 | 0 | 0 | 0 | 0 | 0 | 0 | 0 | 0 | 0 | 0 | 0 | 0 | 0 | 0 | 21162.5026 | 253950.0315 | 253950.0315 | 253950.0315 | 253950.0315 | 253950.0315 | 253950.0315 | 253950.0315
| Insurance | [9 empty] | 0 | 0 | 0 | 0 | 0 | 0 | 0 | 0 | 0 | 0 | 0 | 0 | 0 | 0 | 0 | 0 | 0 | 0 | 0 | 0 | 0 | 0 | 0 | 0 | 0 | 0 | 0 | 0 | 0 | 0 | 0 | 0 | 0 | 0 | 0 | 0 | 0 | 0 | 0 | 0 | 0 | 0 | 0 | 0 | 0 | 0 | 0 | 0 | 6.3488 | 76.185 | 76.185 | 76.185 | 76.185 | 76.185 | 76.185 | 76.185
| Fixed charges | [9 empty] | 0 | 0 | 0 | 0 | 0 | 0 | 0 | 0 | 0 | 0 | 0 | 0 | 0 | 0 | 0 | 0 | 0 | 0 | 0 | 0 | 0 | 0 | 0 | 0 | 0 | 0 | 0 | 0 | 0 | 0 | 0 | 0 | 0 | 0 | 0 | 0 | 0 | 0 | 0 | 0 | 0 | 0 | 0 | 0 | 0 | 0 | 0 | 0 | 2331.7551 | 27595.9034 | 26884.8433 | 26173.7832 | 25462.7232 | 24751.6631 | 24040.603 | 23329.5429
40 | CCCT 170 G2 |  |  |  |  | CCGT | 2062 | 973299.7622 | 13550.9861 |  | 0 | 0 | 0 | 0 | 0 | 0 | 0 | 0 | 0 | 0 | 0 | 0 | 0 | 0 | 0 | 0 | 0 | 0 | 0 | 0 | 0 | 0 | 0 | 0 | 0 | 0 | 0 | 0 | 0 | 0 | 0 | 0 | 0 | 0 | 0 | 0 | 0 | 0 | 0 | 0 | 0 | 0 | 0 | 0 | 0 | 0 | 0 | 0 | 0 | 0 | 8397.6394 | 99541.5296 | 97270.4968 | 94999.464 | 92728.4312 | 90457.3985
| Jan 2012 $ | 261894.592
| Annual Cap Ex % | 0.1374 | 0.5377 | 0.3249 | 0 | 0
| Esc | 2.52%
| Constn Start | 2060 | 1
| Constn End | 2062 | 12
| Cum Esc Factor | [9 empty] | 1.0125 | 1.038 | 1.0642 | 1.091 | 1.1185 | 1.1467 | 1.1756 | 1.2052 | 1.2356 | 1.2667 | 1.2986 | 1.3314 | 1.3649 | 1.3993 | 1.4346 | 1.4707 | 1.5078 | 1.5458 | 1.5847 | 1.6247 | 1.6656 | 1.7076 | 1.7506 | 1.7947 | 1.84 | 1.8863 | 1.9339 | 1.9826 | 2.0326 | 2.0838 | 2.1363 | 2.1901 | 2.2453 | 2.3019 | 2.3599 | 2.4194 | 2.4804 | 2.5429 | 2.6069 | 2.6726 | 2.74 | 2.809 | 2.8798 | 2.9524 | 3.0268 | 3.1031 | 3.1813 | 3.2614 | 3.3436 | 3.4279 | 3.5143 | 3.6028 | 3.6936 | 3.7867 | 3.8821 | 3.9799
Asset In-Svc:
| Opening balance | [9 empty] | 0 | 0 | 0 | 0 | 0 | 0 | 0 | 0 | 0 | 0 | 0 | 0 | 0 | 0 | 0 | 0 | 0 | 0 | 0 | 0 | 0 | 0 | 0 | 0 | 0 | 0 | 0 | 0 | 0 | 0 | 0 | 0 | 0 | 0 | 0 | 0 | 0 | 0 | 0 | 0 | 0 | 0 | 0 | 0 | 0 | 0 | 0 | 0 | 0 | 124077.8342 | 629634.0894 | 0 | 0 | 0 | 0 | 0
| Cap Ex | [9 empty] | 0 | 0 | 0 | 0 | 0 | 0 | 0 | 0 | 0 | 0 | 0 | 0 | 0 | 0 | 0 | 0 | 0 | 0 | 0 | 0 | 0 | 0 | 0 | 0 | 0 | 0 | 0 | 0 | 0 | 0 | 0 | 0 | 0 | 0 | 0 | 0 | 0 | 0 | 0 | 0 | 0 | 0 | 0 | 0 | 0 | 0 | 0 | 0 | 120317.8998 | 482716.4999 | 299027.0086 | 0 | 0 | 0 | 0 | 0
| AFUDC | 6.25% | [8 empty] | 0 | 0 | 0 | 0 | 0 | 0 | 0 | 0 | 0 | 0 | 0 | 0 | 0 | 0 | 0 | 0 | 0 | 0 | 0 | 0 | 0 | 0 | 0 | 0 | 0 | 0 | 0 | 0 | 0 | 0 | 0 | 0 | 0 | 0 | 0 | 0 | 0 | 0 | 0 | 0 | 0 | 0 | 0 | 0 | 0 | 0 | 0 | 0 | 3759.9344 | 22839.7553 | 44638.6642 | 0 | 0 | 0 | 0 | 0
| Ending balance | [9 empty] | 0 | 0 | 0 | 0 | 0 | 0 | 0 | 0 | 0 | 0 | 0 | 0 | 0 | 0 | 0 | 0 | 0 | 0 | 0 | 0 | 0 | 0 | 0 | 0 | 0 | 0 | 0 | 0 | 0 | 0 | 0 | 0 | 0 | 0 | 0 | 0 | 0 | 0 | 0 | 0 | 0 | 0 | 0 | 0 | 0 | 0 | 0 | 0 | 124077.8342 | 629634.0894 | 973299.7622 | 0 | 0 | 0 | 0 | 0
| In-Svc / Svc LIfe / Ins Rate |  |  | 973299.7622 | 30 | 0.03%
Return on Rate Base:
| Beginning NBV | [9 empty] | 0 | 0 | 0 | 0 | 0 | 0 | 0 | 0 | 0 | 0 | 0 | 0 | 0 | 0 | 0 | 0 | 0 | 0 | 0 | 0 | 0 | 0 | 0 | 0 | 0 | 0 | 0 | 0 | 0 | 0 | 0 | 0 | 0 | 0 | 0 | 0 | 0 | 0 | 0 | 0 | 0 | 0 | 0 | 0 | 0 | 0 | 0 | 0 | 0 | 0 | 973299.7622 | 970596.1517 | 938152.8263 | 905709.5009 | 873266.1755 | 840822.8501
| Depreciation | [9 empty] | 0 | 0 | 0 | 0 | 0 | 0 | 0 | 0 | 0 | 0 | 0 | 0 | 0 | 0 | 0 | 0 | 0 | 0 | 0 | 0 | 0 | 0 | 0 | 0 | 0 | 0 | 0 | 0 | 0 | 0 | 0 | 0 | 0 | 0 | 0 | 0 | 0 | 0 | 0 | 0 | 0 | 0 | 0 | 0 | 0 | 0 | 0 | 0 | 0 | 0 | 2703.6105 | 32443.3254 | 32443.3254 | 32443.3254 | 32443.3254 | 32443.3254
| Ending NBV | [8 empty] | 0 | 0 | 0 | 0 | 0 | 0 | 0 | 0 | 0 | 0 | 0 | 0 | 0 | 0 | 0 | 0 | 0 | 0 | 0 | 0 | 0 | 0 | 0 | 0 | 0 | 0 | 0 | 0 | 0 | 0 | 0 | 0 | 0 | 0 | 0 | 0 | 0 | 0 | 0 | 0 | 0 | 0 | 0 | 0 | 0 | 0 | 0 | 0 | 0 | 0 | 0 | 970596.1517 | 938152.8263 | 905709.5009 | 873266.1755 | 840822.8501 | 808379.5247
| Average NBV | [9 empty] | 0 | 0 | 0 | 0 | 0 | 0 | 0 | 0 | 0 | 0 | 0 | 0 | 0 | 0 | 0 | 0 | 0 | 0 | 0 | 0 | 0 | 0 | 0 | 0 | 0 | 0 | 0 | 0 | 0 | 0 | 0 | 0 | 0 | 0 | 0 | 0 | 0 | 0 | 0 | 0 | 0 | 0 | 0 | 0 | 0 | 0 | 0 | 0 | 0 | 0 | 80995.6631 | 954374.489 | 921931.1636 | 889487.8382 | 857044.5128 | 824601.1874
| RORB | [9 empty] | 0 | 0 | 0 | 0 | 0 | 0 | 0 | 0 | 0 | 0 | 0 | 0 | 0 | 0 | 0 | 0 | 0 | 0 | 0 | 0 | 0 | 0 | 0 | 0 | 0 | 0 | 0 | 0 | 0 | 0 | 0 | 0 | 0 | 0 | 0 | 0 | 0 | 0 | 0 | 0 | 0 | 0 | 0 | 0 | 0 | 0 | 0 | 0 | 0 | 0 | 5669.6964 | 66806.2142 | 64535.1815 | 62264.1487 | 59993.1159 | 57722.0831
| Insurable Value | [9 empty] | 0 | 0 | 0 | 0 | 0 | 0 | 0 | 0 | 0 | 0 | 0 | 0 | 0 | 0 | 0 | 0 | 0 | 0 | 0 | 0 | 0 | 0 | 0 | 0 | 0 | 0 | 0 | 0 | 0 | 0 | 0 | 0 | 0 | 0 | 0 | 0 | 0 | 0 | 0 | 0 | 0 | 0 | 0 | 0 | 0 | 0 | 0 | 0 | 0 | 0 | 81108.3135 | 973299.7622 | 973299.7622 | 973299.7622 | 973299.7622 | 973299.7622
| Insurance | [9 empty] | 0 | 0 | 0 | 0 | 0 | 0 | 0 | 0 | 0 | 0 | 0 | 0 | 0 | 0 | 0 | 0 | 0 | 0 | 0 | 0 | 0 | 0 | 0 | 0 | 0 | 0 | 0 | 0 | 0 | 0 | 0 | 0 | 0 | 0 | 0 | 0 | 0 | 0 | 0 | 0 | 0 | 0 | 0 | 0 | 0 | 0 | 0 | 0 | 0 | 0 | 24.3325 | 291.9899 | 291.9899 | 291.9899 | 291.9899 | 291.9899
| Fixed charges | [9 empty] | 0 | 0 | 0 | 0 | 0 | 0 | 0 | 0 | 0 | 0 | 0 | 0 | 0 | 0 | 0 | 0 | 0 | 0 | 0 | 0 | 0 | 0 | 0 | 0 | 0 | 0 | 0 | 0 | 0 | 0 | 0 | 0 | 0 | 0 | 0 | 0 | 0 | 0 | 0 | 0 | 0 | 0 | 0 | 0 | 0 | 0 | 0 | 0 | 0 | 0 | 8397.6394 | 99541.5296 | 97270.4968 | 94999.464 | 92728.4312 | 90457.3985
41 | 50MW CT |  |  |  |  | NewGT | 2062 | 267066.6141 | 3928.6699 |  | 0 | 0 | 0 | 0 | 0 | 0 | 0 | 0 | 0 | 0 | 0 | 0 | 0 | 0 | 0 | 0 | 0 | 0 | 0 | 0 | 0 | 0 | 0 | 0 | 0 | 0 | 0 | 0 | 0 | 0 | 0 | 0 | 0 | 0 | 0 | 0 | 0 | 0 | 0 | 0 | 0 | 0 | 0 | 0 | 0 | 0 | 0 | 0 | 0 | 0 | 2452.1908 | 29021.2387 | 28273.4522 | 27525.6657 | 26777.8792 | 26030.0927
| Jan 2012 $ | 72099.644
| Annual Cap Ex % | 0.0105 | 0.2674 | 0.7221 | 0 | 0
| Esc | 2.55%
| Constn Start | 2060 | 4
| Constn End | 2062 | 12
| Cum Esc Factor | [9 empty] | 1.0127 | 1.0385 | 1.065 | 1.0921 | 1.12 | 1.1485 | 1.1778 | 1.2079 | 1.2387 | 1.2702 | 1.3026 | 1.3359 | 1.3699 | 1.4049 | 1.4407 | 1.4774 | 1.5151 | 1.5537 | 1.5933 | 1.634 | 1.6756 | 1.7184 | 1.7622 | 1.8071 | 1.8532 | 1.9005 | 1.9489 | 1.9986 | 2.0496 | 2.1019 | 2.1554 | 2.2104 | 2.2668 | 2.3246 | 2.3839 | 2.4446 | 2.507 | 2.5709 | 2.6365 | 2.7037 | 2.7726 | 2.8433 | 2.9159 | 2.9902 | 3.0665 | 3.1447 | 3.2248 | 3.3071 | 3.3914 | 3.4779 | 3.5666 | 3.6575 | 3.7508 | 3.8464 | 3.9445 | 4.0451
Asset In-Svc:
| Opening balance | [9 empty] | 0 | 0 | 0 | 0 | 0 | 0 | 0 | 0 | 0 | 0 | 0 | 0 | 0 | 0 | 0 | 0 | 0 | 0 | 0 | 0 | 0 | 0 | 0 | 0 | 0 | 0 | 0 | 0 | 0 | 0 | 0 | 0 | 0 | 0 | 0 | 0 | 0 | 0 | 0 | 0 | 0 | 0 | 0 | 0 | 0 | 0 | 0 | 0 | 0 | 2627.6256 | 71938.939 | 0 | 0 | 0 | 0 | 0
| Cap Ex | [9 empty] | 0 | 0 | 0 | 0 | 0 | 0 | 0 | 0 | 0 | 0 | 0 | 0 | 0 | 0 | 0 | 0 | 0 | 0 | 0 | 0 | 0 | 0 | 0 | 0 | 0 | 0 | 0 | 0 | 0 | 0 | 0 | 0 | 0 | 0 | 0 | 0 | 0 | 0 | 0 | 0 | 0 | 0 | 0 | 0 | 0 | 0 | 0 | 0 | 2567.451 | 67051.7205 | 185687.0142 | 0 | 0 | 0 | 0 | 0
| AFUDC | 6.25% | [8 empty] | 0 | 0 | 0 | 0 | 0 | 0 | 0 | 0 | 0 | 0 | 0 | 0 | 0 | 0 | 0 | 0 | 0 | 0 | 0 | 0 | 0 | 0 | 0 | 0 | 0 | 0 | 0 | 0 | 0 | 0 | 0 | 0 | 0 | 0 | 0 | 0 | 0 | 0 | 0 | 0 | 0 | 0 | 0 | 0 | 0 | 0 | 0 | 0 | 60.1746 | 2259.5929 | 9440.661 | 0 | 0 | 0 | 0 | 0
| Ending balance | [9 empty] | 0 | 0 | 0 | 0 | 0 | 0 | 0 | 0 | 0 | 0 | 0 | 0 | 0 | 0 | 0 | 0 | 0 | 0 | 0 | 0 | 0 | 0 | 0 | 0 | 0 | 0 | 0 | 0 | 0 | 0 | 0 | 0 | 0 | 0 | 0 | 0 | 0 | 0 | 0 | 0 | 0 | 0 | 0 | 0 | 0 | 0 | 0 | 0 | 2627.6256 | 71938.939 | 267066.6141 | 0 | 0 | 0 | 0 | 0
| In-Svc / Svc LIfe / Ins Rate |  |  | 267066.6141 | 25 | 0.03%
Return on Rate Base:
| Beginning NBV | [9 empty] | 0 | 0 | 0 | 0 | 0 | 0 | 0 | 0 | 0 | 0 | 0 | 0 | 0 | 0 | 0 | 0 | 0 | 0 | 0 | 0 | 0 | 0 | 0 | 0 | 0 | 0 | 0 | 0 | 0 | 0 | 0 | 0 | 0 | 0 | 0 | 0 | 0 | 0 | 0 | 0 | 0 | 0 | 0 | 0 | 0 | 0 | 0 | 0 | 0 | 0 | 267066.6141 | 266176.3921 | 255493.7275 | 244811.063 | 234128.3984 | 223445.7338
| Depreciation | [9 empty] | 0 | 0 | 0 | 0 | 0 | 0 | 0 | 0 | 0 | 0 | 0 | 0 | 0 | 0 | 0 | 0 | 0 | 0 | 0 | 0 | 0 | 0 | 0 | 0 | 0 | 0 | 0 | 0 | 0 | 0 | 0 | 0 | 0 | 0 | 0 | 0 | 0 | 0 | 0 | 0 | 0 | 0 | 0 | 0 | 0 | 0 | 0 | 0 | 0 | 0 | 890.222 | 10682.6646 | 10682.6646 | 10682.6646 | 10682.6646 | 10682.6646
| Ending NBV | [8 empty] | 0 | 0 | 0 | 0 | 0 | 0 | 0 | 0 | 0 | 0 | 0 | 0 | 0 | 0 | 0 | 0 | 0 | 0 | 0 | 0 | 0 | 0 | 0 | 0 | 0 | 0 | 0 | 0 | 0 | 0 | 0 | 0 | 0 | 0 | 0 | 0 | 0 | 0 | 0 | 0 | 0 | 0 | 0 | 0 | 0 | 0 | 0 | 0 | 0 | 0 | 0 | 266176.3921 | 255493.7275 | 244811.063 | 234128.3984 | 223445.7338 | 212763.0693
| Average NBV | [9 empty] | 0 | 0 | 0 | 0 | 0 | 0 | 0 | 0 | 0 | 0 | 0 | 0 | 0 | 0 | 0 | 0 | 0 | 0 | 0 | 0 | 0 | 0 | 0 | 0 | 0 | 0 | 0 | 0 | 0 | 0 | 0 | 0 | 0 | 0 | 0 | 0 | 0 | 0 | 0 | 0 | 0 | 0 | 0 | 0 | 0 | 0 | 0 | 0 | 0 | 0 | 22218.4586 | 260835.0598 | 250152.3952 | 239469.7307 | 228787.0661 | 218104.4016
| RORB | [9 empty] | 0 | 0 | 0 | 0 | 0 | 0 | 0 | 0 | 0 | 0 | 0 | 0 | 0 | 0 | 0 | 0 | 0 | 0 | 0 | 0 | 0 | 0 | 0 | 0 | 0 | 0 | 0 | 0 | 0 | 0 | 0 | 0 | 0 | 0 | 0 | 0 | 0 | 0 | 0 | 0 | 0 | 0 | 0 | 0 | 0 | 0 | 0 | 0 | 0 | 0 | 1555.2921 | 18258.4542 | 17510.6677 | 16762.8811 | 16015.0946 | 15267.3081
| Insurable Value | [9 empty] | 0 | 0 | 0 | 0 | 0 | 0 | 0 | 0 | 0 | 0 | 0 | 0 | 0 | 0 | 0 | 0 | 0 | 0 | 0 | 0 | 0 | 0 | 0 | 0 | 0 | 0 | 0 | 0 | 0 | 0 | 0 | 0 | 0 | 0 | 0 | 0 | 0 | 0 | 0 | 0 | 0 | 0 | 0 | 0 | 0 | 0 | 0 | 0 | 0 | 0 | 22255.5512 | 267066.6141 | 267066.6141 | 267066.6141 | 267066.6141 | 267066.6141
| Insurance | [9 empty] | 0 | 0 | 0 | 0 | 0 | 0 | 0 | 0 | 0 | 0 | 0 | 0 | 0 | 0 | 0 | 0 | 0 | 0 | 0 | 0 | 0 | 0 | 0 | 0 | 0 | 0 | 0 | 0 | 0 | 0 | 0 | 0 | 0 | 0 | 0 | 0 | 0 | 0 | 0 | 0 | 0 | 0 | 0 | 0 | 0 | 0 | 0 | 0 | 0 | 0 | 6.6767 | 80.12 | 80.12 | 80.12 | 80.12 | 80.12
| Fixed charges | [9 empty] | 0 | 0 | 0 | 0 | 0 | 0 | 0 | 0 | 0 | 0 | 0 | 0 | 0 | 0 | 0 | 0 | 0 | 0 | 0 | 0 | 0 | 0 | 0 | 0 | 0 | 0 | 0 | 0 | 0 | 0 | 0 | 0 | 0 | 0 | 0 | 0 | 0 | 0 | 0 | 0 | 0 | 0 | 0 | 0 | 0 | 0 | 0 | 0 | 0 | 0 | 2452.1908 | 29021.2387 | 28273.4522 | 27525.6657 | 26777.8792 | 26030.0927
42 | CCCT 170 G1 |  |  |  |  | CCGT | 2063 | 1122039.1139 | 12240.9298 |  | 0 | 0 | 0 | 0 | 0 | 0 | 0 | 0 | 0 | 0 | 0 | 0 | 0 | 0 | 0 | 0 | 0 | 0 | 0 | 0 | 0 | 0 | 0 | 0 | 0 | 0 | 0 | 0 | 0 | 0 | 0 | 0 | 0 | 0 | 0 | 0 | 0 | 0 | 0 | 0 | 0 | 0 | 0 | 0 | 0 | 0 | 0 | 0 | 0 | 0 | 0 | 9680.9639 | 114753.4336 | 112135.3423 | 109517.2511 | 106899.1598
| Jan 2012 $ | 292520.632
| Annual Cap Ex % | 0.0228 | 0.2768 | 0.3808 | 0.3195 | 0
| Esc | 2.52%
| Constn Start | 2060 | 3
| Constn End | 2063 | 12
| Cum Esc Factor | [9 empty] | 1.0125 | 1.038 | 1.0642 | 1.091 | 1.1185 | 1.1467 | 1.1756 | 1.2052 | 1.2356 | 1.2667 | 1.2986 | 1.3314 | 1.3649 | 1.3993 | 1.4346 | 1.4707 | 1.5078 | 1.5458 | 1.5847 | 1.6247 | 1.6656 | 1.7076 | 1.7506 | 1.7947 | 1.84 | 1.8863 | 1.9339 | 1.9826 | 2.0326 | 2.0838 | 2.1363 | 2.1901 | 2.2453 | 2.3019 | 2.3599 | 2.4194 | 2.4804 | 2.5429 | 2.6069 | 2.6726 | 2.74 | 2.809 | 2.8798 | 2.9524 | 3.0268 | 3.1031 | 3.1813 | 3.2614 | 3.3436 | 3.4279 | 3.5143 | 3.6028 | 3.6936 | 3.7867 | 3.8821 | 3.9799
Asset In-Svc:
| Opening balance | [9 empty] | 0 | 0 | 0 | 0 | 0 | 0 | 0 | 0 | 0 | 0 | 0 | 0 | 0 | 0 | 0 | 0 | 0 | 0 | 0 | 0 | 0 | 0 | 0 | 0 | 0 | 0 | 0 | 0 | 0 | 0 | 0 | 0 | 0 | 0 | 0 | 0 | 0 | 0 | 0 | 0 | 0 | 0 | 0 | 0 | 0 | 0 | 0 | 0 | 0 | 22880.9118 | 310538.9762 | 733640.9967 | 0 | 0 | 0 | 0
| Cap Ex | [9 empty] | 0 | 0 | 0 | 0 | 0 | 0 | 0 | 0 | 0 | 0 | 0 | 0 | 0 | 0 | 0 | 0 | 0 | 0 | 0 | 0 | 0 | 0 | 0 | 0 | 0 | 0 | 0 | 0 | 0 | 0 | 0 | 0 | 0 | 0 | 0 | 0 | 0 | 0 | 0 | 0 | 0 | 0 | 0 | 0 | 0 | 0 | 0 | 0 | 22300.178 | 277554.4315 | 391460.2031 | 336720.9495 | 0 | 0 | 0 | 0
| AFUDC | 6.25% | [8 empty] | 0 | 0 | 0 | 0 | 0 | 0 | 0 | 0 | 0 | 0 | 0 | 0 | 0 | 0 | 0 | 0 | 0 | 0 | 0 | 0 | 0 | 0 | 0 | 0 | 0 | 0 | 0 | 0 | 0 | 0 | 0 | 0 | 0 | 0 | 0 | 0 | 0 | 0 | 0 | 0 | 0 | 0 | 0 | 0 | 0 | 0 | 0 | 0 | 580.7338 | 10103.633 | 31641.8174 | 51677.1676 | 0 | 0 | 0 | 0
| Ending balance | [9 empty] | 0 | 0 | 0 | 0 | 0 | 0 | 0 | 0 | 0 | 0 | 0 | 0 | 0 | 0 | 0 | 0 | 0 | 0 | 0 | 0 | 0 | 0 | 0 | 0 | 0 | 0 | 0 | 0 | 0 | 0 | 0 | 0 | 0 | 0 | 0 | 0 | 0 | 0 | 0 | 0 | 0 | 0 | 0 | 0 | 0 | 0 | 0 | 0 | 22880.9118 | 310538.9762 | 733640.9967 | 1122039.1139 | 0 | 0 | 0 | 0
| In-Svc / Svc LIfe / Ins Rate |  |  | 1122039.1139 | 30 | 0.03%
Return on Rate Base:
| Beginning NBV | [9 empty] | 0 | 0 | 0 | 0 | 0 | 0 | 0 | 0 | 0 | 0 | 0 | 0 | 0 | 0 | 0 | 0 | 0 | 0 | 0 | 0 | 0 | 0 | 0 | 0 | 0 | 0 | 0 | 0 | 0 | 0 | 0 | 0 | 0 | 0 | 0 | 0 | 0 | 0 | 0 | 0 | 0 | 0 | 0 | 0 | 0 | 0 | 0 | 0 | 0 | 0 | 0 | 1122039.1139 | 1118922.3386 | 1081521.0348 | 1044119.731 | 1006718.4272
| Depreciation | [9 empty] | 0 | 0 | 0 | 0 | 0 | 0 | 0 | 0 | 0 | 0 | 0 | 0 | 0 | 0 | 0 | 0 | 0 | 0 | 0 | 0 | 0 | 0 | 0 | 0 | 0 | 0 | 0 | 0 | 0 | 0 | 0 | 0 | 0 | 0 | 0 | 0 | 0 | 0 | 0 | 0 | 0 | 0 | 0 | 0 | 0 | 0 | 0 | 0 | 0 | 0 | 0 | 3116.7753 | 37401.3038 | 37401.3038 | 37401.3038 | 37401.3038
| Ending NBV | [8 empty] | 0 | 0 | 0 | 0 | 0 | 0 | 0 | 0 | 0 | 0 | 0 | 0 | 0 | 0 | 0 | 0 | 0 | 0 | 0 | 0 | 0 | 0 | 0 | 0 | 0 | 0 | 0 | 0 | 0 | 0 | 0 | 0 | 0 | 0 | 0 | 0 | 0 | 0 | 0 | 0 | 0 | 0 | 0 | 0 | 0 | 0 | 0 | 0 | 0 | 0 | 0 | 0 | 1118922.3386 | 1081521.0348 | 1044119.731 | 1006718.4272 | 969317.1234
| Average NBV | [9 empty] | 0 | 0 | 0 | 0 | 0 | 0 | 0 | 0 | 0 | 0 | 0 | 0 | 0 | 0 | 0 | 0 | 0 | 0 | 0 | 0 | 0 | 0 | 0 | 0 | 0 | 0 | 0 | 0 | 0 | 0 | 0 | 0 | 0 | 0 | 0 | 0 | 0 | 0 | 0 | 0 | 0 | 0 | 0 | 0 | 0 | 0 | 0 | 0 | 0 | 0 | 0 | 93373.3939 | 1100221.6867 | 1062820.3829 | 1025419.0791 | 988017.7753
| RORB | [9 empty] | 0 | 0 | 0 | 0 | 0 | 0 | 0 | 0 | 0 | 0 | 0 | 0 | 0 | 0 | 0 | 0 | 0 | 0 | 0 | 0 | 0 | 0 | 0 | 0 | 0 | 0 | 0 | 0 | 0 | 0 | 0 | 0 | 0 | 0 | 0 | 0 | 0 | 0 | 0 | 0 | 0 | 0 | 0 | 0 | 0 | 0 | 0 | 0 | 0 | 0 | 0 | 6536.1376 | 77015.5181 | 74397.4268 | 71779.3355 | 69161.2443
| Insurable Value | [9 empty] | 0 | 0 | 0 | 0 | 0 | 0 | 0 | 0 | 0 | 0 | 0 | 0 | 0 | 0 | 0 | 0 | 0 | 0 | 0 | 0 | 0 | 0 | 0 | 0 | 0 | 0 | 0 | 0 | 0 | 0 | 0 | 0 | 0 | 0 | 0 | 0 | 0 | 0 | 0 | 0 | 0 | 0 | 0 | 0 | 0 | 0 | 0 | 0 | 0 | 0 | 0 | 93503.2595 | 1122039.1139 | 1122039.1139 | 1122039.1139 | 1122039.1139
| Insurance | [9 empty] | 0 | 0 | 0 | 0 | 0 | 0 | 0 | 0 | 0 | 0 | 0 | 0 | 0 | 0 | 0 | 0 | 0 | 0 | 0 | 0 | 0 | 0 | 0 | 0 | 0 | 0 | 0 | 0 | 0 | 0 | 0 | 0 | 0 | 0 | 0 | 0 | 0 | 0 | 0 | 0 | 0 | 0 | 0 | 0 | 0 | 0 | 0 | 0 | 0 | 0 | 0 | 28.051 | 336.6117 | 336.6117 | 336.6117 | 336.6117
| Fixed charges | [9 empty] | 0 | 0 | 0 | 0 | 0 | 0 | 0 | 0 | 0 | 0 | 0 | 0 | 0 | 0 | 0 | 0 | 0 | 0 | 0 | 0 | 0 | 0 | 0 | 0 | 0 | 0 | 0 | 0 | 0 | 0 | 0 | 0 | 0 | 0 | 0 | 0 | 0 | 0 | 0 | 0 | 0 | 0 | 0 | 0 | 0 | 0 | 0 | 0 | 0 | 0 | 0 | 9680.9639 | 114753.4336 | 112135.3423 | 109517.2511 | 106899.1598
43 | Wind 25MWx2 |  |  |  |  | Wind | 2065 | 500228.3588 | 3322.2825 |  | 0 | 0 | 0 | 0 | 0 | 0 | 0 | 0 | 0 | 0 | 0 | 0 | 0 | 0 | 0 | 0 | 0 | 0 | 0 | 0 | 0 | 0 | 0 | 0 | 0 | 0 | 0 | 0 | 0 | 0 | 0 | 0 | 0 | 0 | 0 | 0 | 0 | 0 | 0 | 0 | 0 | 0 | 0 | 0 | 0 | 0 | 0 | 0 | 0 | 0 | 0 | 0 | 0 | 14989.6554 | 58864.3721 | 57113.5729
| Jan 2012 $ | 122650.584
| Annual Cap Ex % | 0.3333 | 0.6667 | 0 | 0 | 0
| Esc | 2.6%
| Constn Start | 2064 | 1
| Constn End | 2065 | 10
| Cum Esc Factor | [9 empty] | 1.0129 | 1.0393 | 1.0663 | 1.094 | 1.1224 | 1.1516 | 1.1816 | 1.2123 | 1.2438 | 1.2761 | 1.3093 | 1.3434 | 1.3783 | 1.4141 | 1.4509 | 1.4886 | 1.5273 | 1.567 | 1.6078 | 1.6496 | 1.6925 | 1.7365 | 1.7816 | 1.8279 | 1.8755 | 1.9242 | 1.9743 | 2.0256 | 2.0783 | 2.1323 | 2.1877 | 2.2446 | 2.303 | 2.3629 | 2.4243 | 2.4873 | 2.552 | 2.6183 | 2.6864 | 2.7563 | 2.8279 | 2.9015 | 2.9769 | 3.0543 | 3.1337 | 3.2152 | 3.2988 | 3.3845 | 3.4725 | 3.5628 | 3.6555 | 3.7505 | 3.848 | 3.9481 | 4.0507 | 4.156
Asset In-Svc:
| Opening balance | [9 empty] | 0 | 0 | 0 | 0 | 0 | 0 | 0 | 0 | 0 | 0 | 0 | 0 | 0 | 0 | 0 | 0 | 0 | 0 | 0 | 0 | 0 | 0 | 0 | 0 | 0 | 0 | 0 | 0 | 0 | 0 | 0 | 0 | 0 | 0 | 0 | 0 | 0 | 0 | 0 | 0 | 0 | 0 | 0 | 0 | 0 | 0 | 0 | 0 | 0 | 0 | 0 | 0 | 0 | 162220.3509 | 0 | 0
| Cap Ex | [9 empty] | 0 | 0 | 0 | 0 | 0 | 0 | 0 | 0 | 0 | 0 | 0 | 0 | 0 | 0 | 0 | 0 | 0 | 0 | 0 | 0 | 0 | 0 | 0 | 0 | 0 | 0 | 0 | 0 | 0 | 0 | 0 | 0 | 0 | 0 | 0 | 0 | 0 | 0 | 0 | 0 | 0 | 0 | 0 | 0 | 0 | 0 | 0 | 0 | 0 | 0 | 0 | 0 | 157304.5827 | 322837.4268 | 0 | 0
| AFUDC | 6.25% | [8 empty] | 0 | 0 | 0 | 0 | 0 | 0 | 0 | 0 | 0 | 0 | 0 | 0 | 0 | 0 | 0 | 0 | 0 | 0 | 0 | 0 | 0 | 0 | 0 | 0 | 0 | 0 | 0 | 0 | 0 | 0 | 0 | 0 | 0 | 0 | 0 | 0 | 0 | 0 | 0 | 0 | 0 | 0 | 0 | 0 | 0 | 0 | 0 | 0 | 0 | 0 | 0 | 0 | 4915.7682 | 15170.5811 | 0 | 0
| Ending balance | [9 empty] | 0 | 0 | 0 | 0 | 0 | 0 | 0 | 0 | 0 | 0 | 0 | 0 | 0 | 0 | 0 | 0 | 0 | 0 | 0 | 0 | 0 | 0 | 0 | 0 | 0 | 0 | 0 | 0 | 0 | 0 | 0 | 0 | 0 | 0 | 0 | 0 | 0 | 0 | 0 | 0 | 0 | 0 | 0 | 0 | 0 | 0 | 0 | 0 | 0 | 0 | 0 | 0 | 162220.3509 | 500228.3588 | 0 | 0
| In-Svc / Svc LIfe / Ins Rate |  |  | 500228.3588 | 20 | 0.03%
Return on Rate Base:
| Beginning NBV | [9 empty] | 0 | 0 | 0 | 0 | 0 | 0 | 0 | 0 | 0 | 0 | 0 | 0 | 0 | 0 | 0 | 0 | 0 | 0 | 0 | 0 | 0 | 0 | 0 | 0 | 0 | 0 | 0 | 0 | 0 | 0 | 0 | 0 | 0 | 0 | 0 | 0 | 0 | 0 | 0 | 0 | 0 | 0 | 0 | 0 | 0 | 0 | 0 | 0 | 0 | 0 | 0 | 0 | 0 | 500228.3588 | 493975.5043 | 468964.0864
| Depreciation | [9 empty] | 0 | 0 | 0 | 0 | 0 | 0 | 0 | 0 | 0 | 0 | 0 | 0 | 0 | 0 | 0 | 0 | 0 | 0 | 0 | 0 | 0 | 0 | 0 | 0 | 0 | 0 | 0 | 0 | 0 | 0 | 0 | 0 | 0 | 0 | 0 | 0 | 0 | 0 | 0 | 0 | 0 | 0 | 0 | 0 | 0 | 0 | 0 | 0 | 0 | 0 | 0 | 0 | 0 | 6252.8545 | 25011.4179 | 25011.4179
| Ending NBV | [8 empty] | 0 | 0 | 0 | 0 | 0 | 0 | 0 | 0 | 0 | 0 | 0 | 0 | 0 | 0 | 0 | 0 | 0 | 0 | 0 | 0 | 0 | 0 | 0 | 0 | 0 | 0 | 0 | 0 | 0 | 0 | 0 | 0 | 0 | 0 | 0 | 0 | 0 | 0 | 0 | 0 | 0 | 0 | 0 | 0 | 0 | 0 | 0 | 0 | 0 | 0 | 0 | 0 | 0 | 0 | 493975.5043 | 468964.0864 | 443952.6684
| Average NBV | [9 empty] | 0 | 0 | 0 | 0 | 0 | 0 | 0 | 0 | 0 | 0 | 0 | 0 | 0 | 0 | 0 | 0 | 0 | 0 | 0 | 0 | 0 | 0 | 0 | 0 | 0 | 0 | 0 | 0 | 0 | 0 | 0 | 0 | 0 | 0 | 0 | 0 | 0 | 0 | 0 | 0 | 0 | 0 | 0 | 0 | 0 | 0 | 0 | 0 | 0 | 0 | 0 | 0 | 0 | 124275.4829 | 481469.7953 | 456458.3774
| RORB | [9 empty] | 0 | 0 | 0 | 0 | 0 | 0 | 0 | 0 | 0 | 0 | 0 | 0 | 0 | 0 | 0 | 0 | 0 | 0 | 0 | 0 | 0 | 0 | 0 | 0 | 0 | 0 | 0 | 0 | 0 | 0 | 0 | 0 | 0 | 0 | 0 | 0 | 0 | 0 | 0 | 0 | 0 | 0 | 0 | 0 | 0 | 0 | 0 | 0 | 0 | 0 | 0 | 0 | 0 | 8699.2838 | 33702.8857 | 31952.0864
| Insurable Value | [9 empty] | 0 | 0 | 0 | 0 | 0 | 0 | 0 | 0 | 0 | 0 | 0 | 0 | 0 | 0 | 0 | 0 | 0 | 0 | 0 | 0 | 0 | 0 | 0 | 0 | 0 | 0 | 0 | 0 | 0 | 0 | 0 | 0 | 0 | 0 | 0 | 0 | 0 | 0 | 0 | 0 | 0 | 0 | 0 | 0 | 0 | 0 | 0 | 0 | 0 | 0 | 0 | 0 | 0 | 125057.0897 | 500228.3588 | 500228.3588
| Insurance | [9 empty] | 0 | 0 | 0 | 0 | 0 | 0 | 0 | 0 | 0 | 0 | 0 | 0 | 0 | 0 | 0 | 0 | 0 | 0 | 0 | 0 | 0 | 0 | 0 | 0 | 0 | 0 | 0 | 0 | 0 | 0 | 0 | 0 | 0 | 0 | 0 | 0 | 0 | 0 | 0 | 0 | 0 | 0 | 0 | 0 | 0 | 0 | 0 | 0 | 0 | 0 | 0 | 0 | 0 | 37.5171 | 150.0685 | 150.0685
| Fixed charges | [9 empty] | 0 | 0 | 0 | 0 | 0 | 0 | 0 | 0 | 0 | 0 | 0 | 0 | 0 | 0 | 0 | 0 | 0 | 0 | 0 | 0 | 0 | 0 | 0 | 0 | 0 | 0 | 0 | 0 | 0 | 0 | 0 | 0 | 0 | 0 | 0 | 0 | 0 | 0 | 0 | 0 | 0 | 0 | 0 | 0 | 0 | 0 | 0 | 0 | 0 | 0 | 0 | 0 | 0 | 14989.6554 | 58864.3721 | 57113.5729
44 | 50MW CT |  |  |  |  | NewGT | 2065 | 288022.6187 | 1621.9086 |  | 0 | 0 | 0 | 0 | 0 | 0 | 0 | 0 | 0 | 0 | 0 | 0 | 0 | 0 | 0 | 0 | 0 | 0 | 0 | 0 | 0 | 0 | 0 | 0 | 0 | 0 | 0 | 0 | 0 | 0 | 0 | 0 | 0 | 0 | 0 | 0 | 0 | 0 | 0 | 0 | 0 | 0 | 0 | 0 | 0 | 0 | 0 | 0 | 0 | 0 | 0 | 0 | 0 | 2644.6077 | 31298.4579 | 30491.9946
| Jan 2012 $ | 72099.644
| Annual Cap Ex % | 0.0105 | 0.2674 | 0.7221 | 0 | 0
| Esc | 2.55%
| Constn Start | 2063 | 4
| Constn End | 2065 | 12
| Cum Esc Factor | [9 empty] | 1.0127 | 1.0385 | 1.065 | 1.0921 | 1.12 | 1.1485 | 1.1778 | 1.2079 | 1.2387 | 1.2702 | 1.3026 | 1.3359 | 1.3699 | 1.4049 | 1.4407 | 1.4774 | 1.5151 | 1.5537 | 1.5933 | 1.634 | 1.6756 | 1.7184 | 1.7622 | 1.8071 | 1.8532 | 1.9005 | 1.9489 | 1.9986 | 2.0496 | 2.1019 | 2.1554 | 2.2104 | 2.2668 | 2.3246 | 2.3839 | 2.4446 | 2.507 | 2.5709 | 2.6365 | 2.7037 | 2.7726 | 2.8433 | 2.9159 | 2.9902 | 3.0665 | 3.1447 | 3.2248 | 3.3071 | 3.3914 | 3.4779 | 3.5666 | 3.6575 | 3.7508 | 3.8464 | 3.9445 | 4.0451
Asset In-Svc:
| Opening balance | [9 empty] | 0 | 0 | 0 | 0 | 0 | 0 | 0 | 0 | 0 | 0 | 0 | 0 | 0 | 0 | 0 | 0 | 0 | 0 | 0 | 0 | 0 | 0 | 0 | 0 | 0 | 0 | 0 | 0 | 0 | 0 | 0 | 0 | 0 | 0 | 0 | 0 | 0 | 0 | 0 | 0 | 0 | 0 | 0 | 0 | 0 | 0 | 0 | 0 | 0 | 0 | 0 | 0 | 2833.8084 | 77583.7955 | 0 | 0
| Cap Ex | [9 empty] | 0 | 0 | 0 | 0 | 0 | 0 | 0 | 0 | 0 | 0 | 0 | 0 | 0 | 0 | 0 | 0 | 0 | 0 | 0 | 0 | 0 | 0 | 0 | 0 | 0 | 0 | 0 | 0 | 0 | 0 | 0 | 0 | 0 | 0 | 0 | 0 | 0 | 0 | 0 | 0 | 0 | 0 | 0 | 0 | 0 | 0 | 0 | 0 | 0 | 0 | 0 | 2768.912 | 72313.0901 | 200257.3787 | 0 | 0
| AFUDC | 6.25% | [8 empty] | 0 | 0 | 0 | 0 | 0 | 0 | 0 | 0 | 0 | 0 | 0 | 0 | 0 | 0 | 0 | 0 | 0 | 0 | 0 | 0 | 0 | 0 | 0 | 0 | 0 | 0 | 0 | 0 | 0 | 0 | 0 | 0 | 0 | 0 | 0 | 0 | 0 | 0 | 0 | 0 | 0 | 0 | 0 | 0 | 0 | 0 | 0 | 0 | 0 | 0 | 0 | 64.8964 | 2436.8971 | 10181.4444 | 0 | 0
| Ending balance | [9 empty] | 0 | 0 | 0 | 0 | 0 | 0 | 0 | 0 | 0 | 0 | 0 | 0 | 0 | 0 | 0 | 0 | 0 | 0 | 0 | 0 | 0 | 0 | 0 | 0 | 0 | 0 | 0 | 0 | 0 | 0 | 0 | 0 | 0 | 0 | 0 | 0 | 0 | 0 | 0 | 0 | 0 | 0 | 0 | 0 | 0 | 0 | 0 | 0 | 0 | 0 | 0 | 2833.8084 | 77583.7955 | 288022.6187 | 0 | 0
| In-Svc / Svc LIfe / Ins Rate |  |  | 288022.6187 | 25 | 0.03%
Return on Rate Base:
| Beginning NBV | [9 empty] | 0 | 0 | 0 | 0 | 0 | 0 | 0 | 0 | 0 | 0 | 0 | 0 | 0 | 0 | 0 | 0 | 0 | 0 | 0 | 0 | 0 | 0 | 0 | 0 | 0 | 0 | 0 | 0 | 0 | 0 | 0 | 0 | 0 | 0 | 0 | 0 | 0 | 0 | 0 | 0 | 0 | 0 | 0 | 0 | 0 | 0 | 0 | 0 | 0 | 0 | 0 | 0 | 0 | 288022.6187 | 287062.5433 | 275541.6385
| Depreciation | [9 empty] | 0 | 0 | 0 | 0 | 0 | 0 | 0 | 0 | 0 | 0 | 0 | 0 | 0 | 0 | 0 | 0 | 0 | 0 | 0 | 0 | 0 | 0 | 0 | 0 | 0 | 0 | 0 | 0 | 0 | 0 | 0 | 0 | 0 | 0 | 0 | 0 | 0 | 0 | 0 | 0 | 0 | 0 | 0 | 0 | 0 | 0 | 0 | 0 | 0 | 0 | 0 | 0 | 0 | 960.0754 | 11520.9047 | 11520.9047
| Ending NBV | [8 empty] | 0 | 0 | 0 | 0 | 0 | 0 | 0 | 0 | 0 | 0 | 0 | 0 | 0 | 0 | 0 | 0 | 0 | 0 | 0 | 0 | 0 | 0 | 0 | 0 | 0 | 0 | 0 | 0 | 0 | 0 | 0 | 0 | 0 | 0 | 0 | 0 | 0 | 0 | 0 | 0 | 0 | 0 | 0 | 0 | 0 | 0 | 0 | 0 | 0 | 0 | 0 | 0 | 0 | 0 | 287062.5433 | 275541.6385 | 264020.7338
| Average NBV | [9 empty] | 0 | 0 | 0 | 0 | 0 | 0 | 0 | 0 | 0 | 0 | 0 | 0 | 0 | 0 | 0 | 0 | 0 | 0 | 0 | 0 | 0 | 0 | 0 | 0 | 0 | 0 | 0 | 0 | 0 | 0 | 0 | 0 | 0 | 0 | 0 | 0 | 0 | 0 | 0 | 0 | 0 | 0 | 0 | 0 | 0 | 0 | 0 | 0 | 0 | 0 | 0 | 0 | 0 | 23961.8817 | 281302.0909 | 269781.1861
| RORB | [9 empty] | 0 | 0 | 0 | 0 | 0 | 0 | 0 | 0 | 0 | 0 | 0 | 0 | 0 | 0 | 0 | 0 | 0 | 0 | 0 | 0 | 0 | 0 | 0 | 0 | 0 | 0 | 0 | 0 | 0 | 0 | 0 | 0 | 0 | 0 | 0 | 0 | 0 | 0 | 0 | 0 | 0 | 0 | 0 | 0 | 0 | 0 | 0 | 0 | 0 | 0 | 0 | 0 | 0 | 1677.3317 | 19691.1464 | 18884.683
| Insurable Value | [9 empty] | 0 | 0 | 0 | 0 | 0 | 0 | 0 | 0 | 0 | 0 | 0 | 0 | 0 | 0 | 0 | 0 | 0 | 0 | 0 | 0 | 0 | 0 | 0 | 0 | 0 | 0 | 0 | 0 | 0 | 0 | 0 | 0 | 0 | 0 | 0 | 0 | 0 | 0 | 0 | 0 | 0 | 0 | 0 | 0 | 0 | 0 | 0 | 0 | 0 | 0 | 0 | 0 | 0 | 24001.8849 | 288022.6187 | 288022.6187
| Insurance | [9 empty] | 0 | 0 | 0 | 0 | 0 | 0 | 0 | 0 | 0 | 0 | 0 | 0 | 0 | 0 | 0 | 0 | 0 | 0 | 0 | 0 | 0 | 0 | 0 | 0 | 0 | 0 | 0 | 0 | 0 | 0 | 0 | 0 | 0 | 0 | 0 | 0 | 0 | 0 | 0 | 0 | 0 | 0 | 0 | 0 | 0 | 0 | 0 | 0 | 0 | 0 | 0 | 0 | 0 | 7.2006 | 86.4068 | 86.4068
| Fixed charges | [9 empty] | 0 | 0 | 0 | 0 | 0 | 0 | 0 | 0 | 0 | 0 | 0 | 0 | 0 | 0 | 0 | 0 | 0 | 0 | 0 | 0 | 0 | 0 | 0 | 0 | 0 | 0 | 0 | 0 | 0 | 0 | 0 | 0 | 0 | 0 | 0 | 0 | 0 | 0 | 0 | 0 | 0 | 0 | 0 | 0 | 0 | 0 | 0 | 0 | 0 | 0 | 0 | 0 | 0 | 2644.6077 | 31298.4579 | 30491.9946
45 | CCCT 170 G2 |  |  |  |  | CCGT | 2066 | 1075179.5793 | 2901.7796 |  | 0 | 0 | 0 | 0 | 0 | 0 | 0 | 0 | 0 | 0 | 0 | 0 | 0 | 0 | 0 | 0 | 0 | 0 | 0 | 0 | 0 | 0 | 0 | 0 | 0 | 0 | 0 | 0 | 0 | 0 | 0 | 0 | 0 | 0 | 0 | 0 | 0 | 0 | 0 | 0 | 0 | 0 | 0 | 0 | 0 | 0 | 0 | 0 | 0 | 0 | 0 | 0 | 0 | 0 | 9276.6594 | 109961.0049
| Jan 2012 $ | 261894.592
| Annual Cap Ex % | 0.1374 | 0.5377 | 0.3249 | 0 | 0
| Esc | 2.52%
| Constn Start | 2064 | 1
| Constn End | 2066 | 12
| Cum Esc Factor | [9 empty] | 1.0125 | 1.038 | 1.0642 | 1.091 | 1.1185 | 1.1467 | 1.1756 | 1.2052 | 1.2356 | 1.2667 | 1.2986 | 1.3314 | 1.3649 | 1.3993 | 1.4346 | 1.4707 | 1.5078 | 1.5458 | 1.5847 | 1.6247 | 1.6656 | 1.7076 | 1.7506 | 1.7947 | 1.84 | 1.8863 | 1.9339 | 1.9826 | 2.0326 | 2.0838 | 2.1363 | 2.1901 | 2.2453 | 2.3019 | 2.3599 | 2.4194 | 2.4804 | 2.5429 | 2.6069 | 2.6726 | 2.74 | 2.809 | 2.8798 | 2.9524 | 3.0268 | 3.1031 | 3.1813 | 3.2614 | 3.3436 | 3.4279 | 3.5143 | 3.6028 | 3.6936 | 3.7867 | 3.8821 | 3.9799
Asset In-Svc:
| Opening balance | [9 empty] | 0 | 0 | 0 | 0 | 0 | 0 | 0 | 0 | 0 | 0 | 0 | 0 | 0 | 0 | 0 | 0 | 0 | 0 | 0 | 0 | 0 | 0 | 0 | 0 | 0 | 0 | 0 | 0 | 0 | 0 | 0 | 0 | 0 | 0 | 0 | 0 | 0 | 0 | 0 | 0 | 0 | 0 | 0 | 0 | 0 | 0 | 0 | 0 | 0 | 0 | 0 | 0 | 0 | 137065.6387 | 695540.8207 | 0
| Cap Ex | [9 empty] | 0 | 0 | 0 | 0 | 0 | 0 | 0 | 0 | 0 | 0 | 0 | 0 | 0 | 0 | 0 | 0 | 0 | 0 | 0 | 0 | 0 | 0 | 0 | 0 | 0 | 0 | 0 | 0 | 0 | 0 | 0 | 0 | 0 | 0 | 0 | 0 | 0 | 0 | 0 | 0 | 0 | 0 | 0 | 0 | 0 | 0 | 0 | 0 | 0 | 0 | 0 | 0 | 132912.1345 | 533244.6832 | 330327.5576 | 0
| AFUDC | 6.25% | [8 empty] | 0 | 0 | 0 | 0 | 0 | 0 | 0 | 0 | 0 | 0 | 0 | 0 | 0 | 0 | 0 | 0 | 0 | 0 | 0 | 0 | 0 | 0 | 0 | 0 | 0 | 0 | 0 | 0 | 0 | 0 | 0 | 0 | 0 | 0 | 0 | 0 | 0 | 0 | 0 | 0 | 0 | 0 | 0 | 0 | 0 | 0 | 0 | 0 | 0 | 0 | 0 | 0 | 4153.5042 | 25230.4988 | 49311.201 | 0
| Ending balance | [9 empty] | 0 | 0 | 0 | 0 | 0 | 0 | 0 | 0 | 0 | 0 | 0 | 0 | 0 | 0 | 0 | 0 | 0 | 0 | 0 | 0 | 0 | 0 | 0 | 0 | 0 | 0 | 0 | 0 | 0 | 0 | 0 | 0 | 0 | 0 | 0 | 0 | 0 | 0 | 0 | 0 | 0 | 0 | 0 | 0 | 0 | 0 | 0 | 0 | 0 | 0 | 0 | 0 | 137065.6387 | 695540.8207 | 1075179.5793 | 0
| In-Svc / Svc LIfe / Ins Rate |  |  | 1075179.5793 | 30 | 0.03%
Return on Rate Base:
| Beginning NBV | [9 empty] | 0 | 0 | 0 | 0 | 0 | 0 | 0 | 0 | 0 | 0 | 0 | 0 | 0 | 0 | 0 | 0 | 0 | 0 | 0 | 0 | 0 | 0 | 0 | 0 | 0 | 0 | 0 | 0 | 0 | 0 | 0 | 0 | 0 | 0 | 0 | 0 | 0 | 0 | 0 | 0 | 0 | 0 | 0 | 0 | 0 | 0 | 0 | 0 | 0 | 0 | 0 | 0 | 0 | 0 | 1075179.5793 | 1072192.9694
| Depreciation | [9 empty] | 0 | 0 | 0 | 0 | 0 | 0 | 0 | 0 | 0 | 0 | 0 | 0 | 0 | 0 | 0 | 0 | 0 | 0 | 0 | 0 | 0 | 0 | 0 | 0 | 0 | 0 | 0 | 0 | 0 | 0 | 0 | 0 | 0 | 0 | 0 | 0 | 0 | 0 | 0 | 0 | 0 | 0 | 0 | 0 | 0 | 0 | 0 | 0 | 0 | 0 | 0 | 0 | 0 | 0 | 2986.6099 | 35839.3193
| Ending NBV | [8 empty] | 0 | 0 | 0 | 0 | 0 | 0 | 0 | 0 | 0 | 0 | 0 | 0 | 0 | 0 | 0 | 0 | 0 | 0 | 0 | 0 | 0 | 0 | 0 | 0 | 0 | 0 | 0 | 0 | 0 | 0 | 0 | 0 | 0 | 0 | 0 | 0 | 0 | 0 | 0 | 0 | 0 | 0 | 0 | 0 | 0 | 0 | 0 | 0 | 0 | 0 | 0 | 0 | 0 | 0 | 0 | 1072192.9694 | 1036353.6501
| Average NBV | [9 empty] | 0 | 0 | 0 | 0 | 0 | 0 | 0 | 0 | 0 | 0 | 0 | 0 | 0 | 0 | 0 | 0 | 0 | 0 | 0 | 0 | 0 | 0 | 0 | 0 | 0 | 0 | 0 | 0 | 0 | 0 | 0 | 0 | 0 | 0 | 0 | 0 | 0 | 0 | 0 | 0 | 0 | 0 | 0 | 0 | 0 | 0 | 0 | 0 | 0 | 0 | 0 | 0 | 0 | 0 | 89473.8562 | 1054273.3097
| RORB | [9 empty] | 0 | 0 | 0 | 0 | 0 | 0 | 0 | 0 | 0 | 0 | 0 | 0 | 0 | 0 | 0 | 0 | 0 | 0 | 0 | 0 | 0 | 0 | 0 | 0 | 0 | 0 | 0 | 0 | 0 | 0 | 0 | 0 | 0 | 0 | 0 | 0 | 0 | 0 | 0 | 0 | 0 | 0 | 0 | 0 | 0 | 0 | 0 | 0 | 0 | 0 | 0 | 0 | 0 | 0 | 6263.1699 | 73799.1317
| Insurable Value | [9 empty] | 0 | 0 | 0 | 0 | 0 | 0 | 0 | 0 | 0 | 0 | 0 | 0 | 0 | 0 | 0 | 0 | 0 | 0 | 0 | 0 | 0 | 0 | 0 | 0 | 0 | 0 | 0 | 0 | 0 | 0 | 0 | 0 | 0 | 0 | 0 | 0 | 0 | 0 | 0 | 0 | 0 | 0 | 0 | 0 | 0 | 0 | 0 | 0 | 0 | 0 | 0 | 0 | 0 | 0 | 89598.2983 | 1075179.5793
| Insurance | [9 empty] | 0 | 0 | 0 | 0 | 0 | 0 | 0 | 0 | 0 | 0 | 0 | 0 | 0 | 0 | 0 | 0 | 0 | 0 | 0 | 0 | 0 | 0 | 0 | 0 | 0 | 0 | 0 | 0 | 0 | 0 | 0 | 0 | 0 | 0 | 0 | 0 | 0 | 0 | 0 | 0 | 0 | 0 | 0 | 0 | 0 | 0 | 0 | 0 | 0 | 0 | 0 | 0 | 0 | 0 | 26.8795 | 322.5539
| Fixed charges | [9 empty] | 0 | 0 | 0 | 0 | 0 | 0 | 0 | 0 | 0 | 0 | 0 | 0 | 0 | 0 | 0 | 0 | 0 | 0 | 0 | 0 | 0 | 0 | 0 | 0 | 0 | 0 | 0 | 0 | 0 | 0 | 0 | 0 | 0 | 0 | 0 | 0 | 0 | 0 | 0 | 0 | 0 | 0 | 0 | 0 | 0 | 0 | 0 | 0 | 0 | 0 | 0 | 0 | 0 | 0 | 9276.6594 | 109961.0049
Fixed Charges Summary:
| Hydro | [7 empty] | 394025.7913 |  | 0 | 0 | 0 | 0 | 0 | 3871.5292 | 23047.1926 | 23806.409 | 35184.0369 | 36195.141 | 52031.8781 | 51306.4701 | 50581.062 | 49855.654 | 49130.246 | 48404.8379 | 47679.4299 | 46954.0219 | 46228.6138 | 45503.2058 | 44777.7978 | 44052.3898 | 43326.9817 | 42601.5737 | 41876.1657 | 41150.7576 | 40425.3496 | 39699.9416 | 38974.5335 | 38249.1255 | 37523.7175 | 36798.3094 | 36072.9014 | 35347.4934 | 34622.0854 | 33896.6773 | 33171.2693 | 32445.8613 | 31720.4532 | 30995.0452 | 30269.6372 | 29544.2291 | 28818.8211 | 28093.4131 | 27368.0051 | 26642.597 | 25917.189 | 25191.781 | 24466.3729 | 23740.9649 | 23015.5569 | 22290.1488 | 21564.7408 | 20839.3328 | 20113.9248 | 19388.5167
| HRD | [7 empty] | 288095.7391 |  | 0 | 0 | 0 | 0 | 0 | 2627.1398 | 31013.2649 | 30067.2716 | 29121.2782 | 28175.2849 | 28244.1328 | 38228.3355 | 36852.0824 | 35475.8292 | 34099.5761 | 34873.8309 | 56552.791 | 54068.1533 | 51583.5156 | 49098.8778 | 47979.1538 | 60022.731 | 56641.1658 | 53259.6005 | 45979.8463 | 0 | 0 | 0 | 0 | 0 | 0 | 0 | 0 | 0 | 0 | 0 | 0 | 0 | 0 | 0 | 0 | 0 | 0 | 0 | 0 | 0 | 0 | 0 | 0 | 0 | 0 | 0 | 0 | 0 | 0 | 0
| ESP | [7 empty] | 493785.0793 |  | 0 | 0 | 0 | 0 | 0 | 43713.5994 | 85311.8189 | 82491.3123 | 79670.8057 | 76850.299 | 74029.7924 | 71209.2858 | 68388.7792 | 65568.2726 | 62747.766 | 59927.2593 | 57106.7527 | 54286.2461 | 51465.7395 | 48645.2329 | 45824.7263 | 29255.2199 | 13678.114 | 12842.4083 | 6212.2778 | 0 | 0 | 0 | 0 | 0 | 0 | 0 | 0 | 0 | 0 | 0 | 0 | 0 | 0 | 0 | 0 | 0 | 0 | 0 | 0 | 0 | 0 | 0 | 0 | 0 | 0 | 0 | 0 | 0 | 0 | 0
| NewGT | [7 empty] | 356193.376 |  | 0 | 0 | 0 | 750.8929 | 8886.6833 | 8657.7013 | 8428.7193 | 8199.7373 | 7970.7552 | 7741.7732 | 7512.7912 | 7283.8092 | 7054.8271 | 8757.6562 | 29459.5015 | 28641.4208 | 28865.0377 | 40401.8246 | 50840.4973 | 49378.9926 | 47917.4879 | 46455.9832 | 44994.4784 | 44775.4592 | 56776.0617 | 54935.6656 | 53095.2696 | 51254.8735 | 50558.5665 | 61089.463 | 60530.2969 | 74546.0923 | 72053.028 | 69559.9637 | 67066.8994 | 66254.6477 | 81972.8865 | 78967.2646 | 75279.6208 | 64820.8489 | 62404.3257 | 61574.9726 | 77948.5199 | 92853.5765 | 89872.9725 | 89054.4692 | 109499.8398 | 105859.9111 | 104113.0805 | 120943.648 | 119423.7414 | 142020.6919 | 137300.8079 | 134728.0199 | 153225.1676 | 147605.3393
| CCGT | [7 empty] | 428552.9218 |  | 0 | 0 | 0 | 0 | 0 | 0 | 0 | 0 | 0 | 0 | 0 | 0 | 0 | 0 | 0 | 0 | 0 | 0 | 0 | 0 | 3980.1487 | 51767.1387 | 100490.9509 | 98173.6996 | 100253.2177 | 145656.3609 | 142150.0604 | 138643.7598 | 135137.4592 | 131631.1586 | 128124.858 | 124618.5574 | 121112.2568 | 117605.9562 | 114099.6556 | 110593.355 | 107087.0544 | 103580.7538 | 107079.4321 | 179601.7629 | 174201.0565 | 168800.3501 | 163399.6437 | 157998.9373 | 152598.231 | 147197.5246 | 141796.8182 | 136396.1118 | 130995.4054 | 125594.699 | 127343.5441 | 207689.6038 | 290443.0977 | 282470.5186 | 282395.8678 | 360040.6807
| Wind | [7 empty] | 595289.8247 |  | 0 | 0 | 0 | 2076.7949 | 8155.573 | 7913.0024 | 7670.4317 | 7427.861 | 11907.6647 | 25487.4823 | 24693.3359 | 23899.1896 | 23105.0432 | 27679.944 | 42600.9969 | 41179.7432 | 46021.2542 | 62931.1111 | 66882.6373 | 82597.0976 | 79731.3675 | 76865.6374 | 73999.9073 | 80703.2489 | 105845.4235 | 102006.3391 | 98167.2546 | 94328.1702 | 96466.8565 | 110122.9651 | 105913.8354 | 101704.7058 | 97495.5761 | 100082.8015 | 115764.6225 | 111134.7743 | 114432.5847 | 133004.6831 | 135611.1193 | 153105.2998 | 147506.3705 | 141907.4412 | 136308.5118 | 143887.3222 | 176855.797 | 170441.1188 | 164026.4405 | 157611.7623 | 161185.2665 | 184003.088 | 176970.1058 | 169937.1235 | 162904.1413 | 167227.1039 | 193429.663 | 185693.7075
| Total fixed charges | [7 empty] | 2555942.7322 |  | 0 | 0 | 0 | 2827.6879 | 17042.2564 | 66782.9722 | 155471.4273 | 151992.5911 | 163854.5407 | 174449.9805 | 186511.9305 | 191927.0901 | 185981.7939 | 187337.356 | 218038.0864 | 213027.0922 | 236225.2656 | 258641.357 | 267001.0035 | 275223.4067 | 270210.6819 | 308419.1 | 333131.5981 | 332355.9902 | 356942.9925 | 343749.1232 | 333837.9341 | 323926.745 | 321137.4157 | 341092.7122 | 332092.7078 | 337667.6649 | 326733.7623 | 322596.2147 | 331553.2629 | 321879.4544 | 336663.7949 | 347998.5628 | 349690.6255 | 428522.9569 | 414381.3899 | 401826.993 | 406475.4966 | 422833.2491 | 446695.0055 | 433335.7095 | 441240.2874 | 425059.5661 | 420760.1253 | 454282.3999 | 446752.9481 | 541937.568 | 612212.7877 | 605264.9751 | 649164.6232 | 712728.2441
| OPERATING COSTS | [7 empty] | 752447.7839 |  | 22834.037 | 23870.3049 | 24898.2862 | 26226.9223 | 28707.1179 | 31136.589 | 33834.1695 | 34734.5878 | 36605.0922 | 39961.6541 | 41296.5349 | 42683.2755 | 43963.9512 | 46219.9578 | 50681.0844 | 52207.8122 | 54906.1862 | 59654.686 | 63065.5864 | 67621.1177 | 69895.547 | 66298.3129 | 62357.058 | 65548.6142 | 68432.0278 | 72531.9564 | 74949.081 | 77441.7468 | 80012.2125 | 82662.5001 | 85493.3606 | 89397.5425 | 92332.3576 | 95357.3312 | 98476.052 | 101802.022 | 106345.7117 | 109794.5496 | 113666.1249 | 120823.3564 | 124697.076 | 128688.911 | 132802.4271 | 137041.1599 | 141408.7974 | 146051.2638 | 152262.1154 | 157082.4677 | 162048.7449 | 166861.6453 | 171974.9245 | 178851.2597 | 184142.9643 | 189586.8923 | 195188.0314 | 200768.3727
|  | In Service |  | 2012 | 2012 Var | Ser | 1st Yr
|  | Year | Mo | Fixed | $/MWh | Life | Factor | Esc
1 | 50MW CT | 2015 | 12 | 551 | 5.62 | 25 | 0.084932 | 2.5% | 7878.7913 |  | 0 | 0 | 0 | 55.7574 | 715.2962 | 743.529 | 726.61 | 746.28 | 741.7646 | 756.9526 | 771.9116 | 796.1165 | 823.4665 | 842.3949 | 813.2622 | 839.4976 | 863.1163 | 867.8976 | 877.8626 | 897.8516 | 920.3483 | 957.1704 | 955.6626 | 979.7073 | 1006.2366 | 1024.2856 | 1050.2027 | 1076.7722 | 1009.8592 | 0 | 0 | 0 | 0 | 0 | 0 | 0 | 0 | 0 | 0 | 0 | 0 | 0 | 0 | 0 | 0 | 0 | 0 | 0 | 0 | 0 | 0 | 0 | 0 | 0 | 0 | 0
| Fixed O&M ($000) | [7 empty] | 7291.1748 |  | 0 | 0 | 0 | 50.3955 | 608.2009 | 623.4059 | 638.9911 | 654.9659 | 671.34 | 688.1235 | 705.3266 | 722.9597 | 741.0337 | 759.5596 | 778.5486 | 798.0123 | 817.9626 | 838.4117 | 859.372 | 880.8563 | 902.8777 | 925.4496 | 948.5858 | 972.3005 | 996.608 | 1021.5232 | 1047.0613 | 1073.2378 | 1006.6383 | 0 | 0 | 0 | 0 | 0 | 0 | 0 | 0 | 0 | 0 | 0 | 0 | 0 | 0 | 0 | 0 | 0 | 0 | 0 | 0 | 0 | 0 | 0 | 0 | 0 | 0 | 0
| Production (GWh) | [9 empty] | 0 | 0 | 0 | 0.88594 | 17.2639 | 18.8917 | 13.4437 | 13.6689 | 10.2848 | 9.8067 | 9.2555 | 9.921 | 10.9063 | 10.6922 | 4.3715 | 5.0968 | 5.4122 | 3.448 | 2.1095 | 1.8917 | 1.8971 | 3.3605 | 0.73143 | 0.74687 | 0.94722 | 0.26512 | 0.29415 | 0.32288 | 0.28706 | 0 | 0 | 0 | 0 | 0 | 0 | 0 | 0 | 0 | 0 | 0 | 0 | 0 | 0 | 0 | 0 | 0 | 0 | 0 | 0 | 0 | 0 | 0 | 0 | 0 | 0 | 0
| Variable O&M ($000) | [7 empty] | 587.6166 |  | 0 | 0 | 0 | 5.3618 | 107.0953 | 120.123 | 87.619 | 91.3141 | 70.4246 | 68.8291 | 66.585 | 73.1568 | 82.4327 | 82.8353 | 34.7136 | 41.4853 | 45.1537 | 29.4859 | 18.4906 | 16.9954 | 17.4707 | 31.7208 | 7.0768 | 7.4068 | 9.6286 | 2.7624 | 3.1414 | 3.5344 | 3.2209 | 0 | 0 | 0 | 0 | 0 | 0 | 0 | 0 | 0 | 0 | 0 | 0 | 0 | 0 | 0 | 0 | 0 | 0 | 0 | 0 | 0 | 0 | 0 | 0 | 0 | 0 | 0
| Total | [6 empty] | NewGT | 7878.7913 |  | 0 | 0 | 0 | 55.7574 | 715.2962 | 743.529 | 726.61 | 746.28 | 741.7646 | 756.9526 | 771.9116 | 796.1165 | 823.4665 | 842.3949 | 813.2622 | 839.4976 | 863.1163 | 867.8976 | 877.8626 | 897.8516 | 920.3483 | 957.1704 | 955.6626 | 979.7073 | 1006.2366 | 1024.2856 | 1050.2027 | 1076.7722 | 1009.8592 | 0 | 0 | 0 | 0 | 0 | 0 | 0 | 0 | 0 | 0 | 0 | 0 | 0 | 0 | 0 | 0 | 0 | 0 | 0 | 0 | 0 | 0 | 0 | 0 | 0 | 0 | 0
2 | Wind 25MW | 2015 | 10 | 820 | 6.2 | 20 | 0.25205 | 2.5% | 15918.4869 |  | 0 | 0 | 0 | 384.4135 | 1504.7496 | 1542.3682 | 1580.9274 | 1620.4506 | 1660.962 | 1702.4859 | 1745.048 | 1788.6742 | 1833.3912 | 1879.2259 | 1926.2065 | 1974.3617 | 2023.7209 | 2074.3137 | 2126.1716 | 2179.3259 | 2233.8092 | 2289.6542 | 2346.8956 | 1775.6617 | 0 | 0 | 0 | 0 | 0 | 0 | 0 | 0 | 0 | 0 | 0 | 0 | 0 | 0 | 0 | 0 | 0 | 0 | 0 | 0 | 0 | 0 | 0 | 0 | 0 | 0 | 0 | 0 | 0 | 0 | 0 | 0
| Fixed O&M ($000) | [9 empty] | 0 | 0 | 0 | 222.5771 | 905.1266 | 927.7547 | 950.9486 | 974.7223 | 999.0904 | 1024.0676 | 1049.6693 | 1075.9111 | 1102.8088 | 1130.3791 | 1158.6385 | 1187.6045 | 1217.2946 | 1247.727 | 1278.9201 | 1310.8932 | 1343.6655 | 1377.2571 | 1411.6885 | 1082.2623 | 0 | 0 | 0 | 0 | 0 | 0 | 0 | 0 | 0 | 0 | 0 | 0 | 0 | 0 | 0 | 0 | 0 | 0 | 0 | 0 | 0 | 0 | 0 | 0 | 0 | 0 | 0 | 0 | 0 | 0 | 0 | 0
| Production (GWh) | [9 empty] | 0 | 0 | 0 | 24.2389 | 87.6176 | 87.6175 | 87.6175 | 87.6175 | 87.6176 | 87.6175 | 87.6175 | 87.6175 | 87.6176 | 87.6175 | 87.6175 | 87.6175 | 87.6176 | 87.6175 | 87.6175 | 87.6175 | 87.6176 | 87.6175 | 87.6175 | 63.3786 | 0 | 0 | 0 | 0 | 0 | 0 | 0 | 0 | 0 | 0 | 0 | 0 | 0 | 0 | 0 | 0 | 0 | 0 | 0 | 0 | 0 | 0 | 0 | 0 | 0 | 0 | 0 | 0 | 0 | 0 | 0 | 0
| Variable O&M ($000) | [9 empty] | 0 | 0 | 0 | 161.8364 | 599.623 | 614.6135 | 629.9788 | 645.7283 | 661.8716 | 678.4183 | 695.3787 | 712.7632 | 730.5824 | 748.8468 | 767.568 | 786.7572 | 806.4263 | 826.5868 | 847.2514 | 868.4327 | 890.1437 | 912.3971 | 935.2071 | 693.3994 | 0 | 0 | 0 | 0 | 0 | 0 | 0 | 0 | 0 | 0 | 0 | 0 | 0 | 0 | 0 | 0 | 0 | 0 | 0 | 0 | 0 | 0 | 0 | 0 | 0 | 0 | 0 | 0 | 0 | 0 | 0 | 0
| Total | [6 empty] | Wind |  |  | 0 | 0 | 0 | 384.4135 | 1504.7496 | 1542.3682 | 1580.9274 | 1620.4506 | 1660.962 | 1702.4859 | 1745.048 | 1788.6742 | 1833.3912 | 1879.2259 | 1926.2065 | 1974.3617 | 2023.7209 | 2074.3137 | 2126.1716 | 2179.3259 | 2233.8092 | 2289.6542 | 2346.8956 | 1775.6617 | 0 | 0 | 0 | 0 | 0 | 0 | 0 | 0 | 0 | 0 | 0 | 0 | 0 | 0 | 0 | 0 | 0 | 0 | 0 | 0 | 0 | 0 | 0 | 0 | 0 | 0 | 0 | 0 | 0 | 0 | 0 | 0
3 | Holyrood ESP - Units 1&2 | 2017 | 7 | 842 | 0.94 | 16 | 0.50411 | 2.5% | 14698.9328 |  | 0 | 0 | 0 | 0 | 0 | 968.2058 | 1826.4743 | 1872.8652 | 1816.5894 | 1837.4023 | 1867.4887 | 2014.2536 | 2124.8645 | 2181.7494 | 2186.4185 | 2316.5014 | 2420.9945 | 2520.2418 | 2573.0858 | 2581.5427 | 2704.8029 | 1382.5254 | 0 | 0 | 0 | 0 | 0 | 0 | 0 | 0 | 0 | 0 | 0 | 0 | 0 | 0 | 0 | 0 | 0 | 0 | 0 | 0 | 0 | 0 | 0 | 0 | 0 | 0 | 0 | 0 | 0 | 0 | 0 | 0 | 0 | 0
| Fixed O&M ($000) | [9 empty] | 0 | 0 | 0 | 0 | 0 | 480.2378 | 976.4619 | 1000.8734 | 1025.8952 | 1051.5426 | 1077.8312 | 1104.777 | 1132.3964 | 1160.7063 | 1189.724 | 1219.4671 | 1249.9537 | 1281.2026 | 1313.2326 | 1346.0635 | 1379.715 | 701.2921 | 0 | 0 | 0 | 0 | 0 | 0 | 0 | 0 | 0 | 0 | 0 | 0 | 0 | 0 | 0 | 0 | 0 | 0 | 0 | 0 | 0 | 0 | 0 | 0 | 0 | 0 | 0 | 0 | 0 | 0 | 0 | 0 | 0 | 0
| Production (GWh) | [9 empty] | 0 | 0 | 0 | 0 | 0 | 458.8219 | 779.7479 | 780.4004 | 690.3825 | 669.4257 | 656.2544 | 737.3967 | 785.0591 | 787.9632 | 750.4126 | 805.8132 | 839.1939 | 866.2664 | 859.335 | 822.1559 | 860.2794 | 431.4861 | 0 | 0 | 0 | 0 | 0 | 0 | 0 | 0 | 0 | 0 | 0 | 0 | 0 | 0 | 0 | 0 | 0 | 0 | 0 | 0 | 0 | 0 | 0 | 0 | 0 | 0 | 0 | 0 | 0 | 0 | 0 | 0 | 0 | 0
| Variable O&M ($000) | [9 empty] | 0 | 0 | 0 | 0 | 0 | 487.968 | 850.0124 | 871.9918 | 790.6942 | 785.8597 | 789.6575 | 909.4766 | 992.4681 | 1021.0431 | 996.6945 | 1097.0343 | 1171.0407 | 1239.0392 | 1259.8531 | 1235.4792 | 1325.0879 | 681.2332 | 0 | 0 | 0 | 0 | 0 | 0 | 0 | 0 | 0 | 0 | 0 | 0 | 0 | 0 | 0 | 0 | 0 | 0 | 0 | 0 | 0 | 0 | 0 | 0 | 0 | 0 | 0 | 0 | 0 | 0 | 0 | 0 | 0 | 0
| Total | [6 empty] | ESP |  |  | 0 | 0 | 0 | 0 | 0 | 968.2058 | 1826.4743 | 1872.8652 | 1816.5894 | 1837.4023 | 1867.4887 | 2014.2536 | 2124.8645 | 2181.7494 | 2186.4185 | 2316.5014 | 2420.9945 | 2520.2418 | 2573.0858 | 2581.5427 | 2704.8029 | 1382.5254 | 0 | 0 | 0 | 0 | 0 | 0 | 0 | 0 | 0 | 0 | 0 | 0 | 0 | 0 | 0 | 0 | 0 | 0 | 0 | 0 | 0 | 0 | 0 | 0 | 0 | 0 | 0 | 0 | 0 | 0 | 0 | 0 | 0 | 0
4 | Holyrood ESP - Unit 3 | 2017 | 7 | 371 | 0.94 | 19 | 0.50411 | 2.5% | 12629.638 |  | 0 | 0 | 0 | 0 | 0 | 618.8439 | 1411.2099 | 1448.9067 | 1450.0266 | 1467.0971 | 1476.8469 | 1554.0557 | 1615.4635 | 1666.6646 | 1687.155 | 1747.8811 | 1808.3724 | 1857.851 | 1918.6687 | 1941.6398 | 2010.6944 | 2071.4637 | 2133.6314 | 2193.0114 | 1261.5039 | 0 | 0 | 0 | 0 | 0 | 0 | 0 | 0 | 0 | 0 | 0 | 0 | 0 | 0 | 0 | 0 | 0 | 0 | 0 | 0 | 0 | 0 | 0 | 0 | 0 | 0 | 0 | 0 | 0 | 0 | 0
| Fixed O&M ($000) | [9 empty] | 0 | 0 | 0 | 0 | 0 | 211.6012 | 430.2463 | 441.0024 | 452.0275 | 463.3282 | 474.9114 | 486.7842 | 498.9538 | 511.4276 | 524.2133 | 537.3186 | 550.7516 | 564.5204 | 578.6334 | 593.0992 | 607.9267 | 623.1249 | 638.703 | 654.6706 | 332.761 | 0 | 0 | 0 | 0 | 0 | 0 | 0 | 0 | 0 | 0 | 0 | 0 | 0 | 0 | 0 | 0 | 0 | 0 | 0 | 0 | 0 | 0 | 0 | 0 | 0 | 0 | 0 | 0 | 0 | 0 | 0
| Production (GWh) | [9 empty] | 0 | 0 | 0 | 0 | 0 | 382.9182 | 899.8743 | 902.037 | 871.3876 | 855.0492 | 832.6707 | 865.3356 | 883.178 | 891.5239 | 875.5803 | 889.2039 | 901.2391 | 904.2239 | 914.0266 | 897.3931 | 910.711 | 917.3629 | 923.7778 | 927.4186 | 546.2543 | 0 | 0 | 0 | 0 | 0 | 0 | 0 | 0 | 0 | 0 | 0 | 0 | 0 | 0 | 0 | 0 | 0 | 0 | 0 | 0 | 0 | 0 | 0 | 0 | 0 | 0 | 0 | 0 | 0 | 0 | 0
| Variable O&M ($000) | [9 empty] | 0 | 0 | 0 | 0 | 0 | 407.2426 | 980.9636 | 1007.9043 | 997.9991 | 1003.7689 | 1001.9355 | 1067.2715 | 1116.5097 | 1155.237 | 1162.9417 | 1210.5625 | 1257.6208 | 1293.3306 | 1340.0353 | 1348.5405 | 1402.7677 | 1448.3388 | 1494.9284 | 1538.3409 | 928.7429 | 0 | 0 | 0 | 0 | 0 | 0 | 0 | 0 | 0 | 0 | 0 | 0 | 0 | 0 | 0 | 0 | 0 | 0 | 0 | 0 | 0 | 0 | 0 | 0 | 0 | 0 | 0 | 0 | 0 | 0 | 0
| Total | [6 empty] | ESP |  |  | 0 | 0 | 0 | 0 | 0 | 618.8439 | 1411.2099 | 1448.9067 | 1450.0266 | 1467.0971 | 1476.8469 | 1554.0557 | 1615.4635 | 1666.6646 | 1687.155 | 1747.8811 | 1808.3724 | 1857.851 | 1918.6687 | 1941.6398 | 2010.6944 | 2071.4637 | 2133.6314 | 2193.0114 | 1261.5039 | 0 | 0 | 0 | 0 | 0 | 0 | 0 | 0 | 0 | 0 | 0 | 0 | 0 | 0 | 0 | 0 | 0 | 0 | 0 | 0 | 0 | 0 | 0 | 0 | 0 | 0 | 0 | 0 | 0 | 0 | 0
5 | Island Pond | 2017 | 11 | 609 | 0 | 60 | 0.16712 | 2.5% | 9966.4062 |  | 0 | 0 | 0 | 0 | 0 | 115.1526 | 706.2533 | 723.9096 | 742.0074 | 760.5575 | 779.5715 | 799.0608 | 819.0373 | 839.5132 | 860.5011 | 882.0136 | 904.0639 | 926.6655 | 949.8322 | 973.578 | 997.9174 | 1022.8653 | 1048.437 | 1074.6479 | 1101.5141 | 1129.052 | 1157.2783 | 1186.2102 | 1215.8655 | 1246.2621 | 1277.4187 | 1309.3541 | 1342.088 | 1375.6402 | 1410.0312 | 1445.282 | 1481.414 | 1518.4494 | 1556.4106 | 1595.3209 | 1635.2039 | 1676.084 | 1717.9861 | 1760.9357 | 1804.9591 | 1850.0831 | 1896.3352 | 1943.7436 | 1992.3371 | 2042.1456 | 2093.1992 | 2145.5292 | 2199.1674 | 2254.1466 | 2310.5003 | 2368.2628
| Fixed O&M ($000) | [9 empty] | 0 | 0 | 0 | 0 | 0 | 115.1526 | 706.2533 | 723.9096 | 742.0074 | 760.5575 | 779.5715 | 799.0608 | 819.0373 | 839.5132 | 860.5011 | 882.0136 | 904.0639 | 926.6655 | 949.8322 | 973.578 | 997.9174 | 1022.8653 | 1048.437 | 1074.6479 | 1101.5141 | 1129.052 | 1157.2783 | 1186.2102 | 1215.8655 | 1246.2621 | 1277.4187 | 1309.3541 | 1342.088 | 1375.6402 | 1410.0312 | 1445.282 | 1481.414 | 1518.4494 | 1556.4106 | 1595.3209 | 1635.2039 | 1676.084 | 1717.9861 | 1760.9357 | 1804.9591 | 1850.0831 | 1896.3352 | 1943.7436 | 1992.3371 | 2042.1456 | 2093.1992 | 2145.5292 | 2199.1674 | 2254.1466 | 2310.5003 | 2368.2628
| Production (GWh) | [9 empty] | 0 | 0 | 0 | 0 | 0 | 31.96 | 188.0001 | 188 | 188 | 188 | 188.0001 | 188.0001 | 188.0001 | 188.0002 | 188.0001 | 188.0001 | 188.0001 | 187.9999 | 187.9999 | 188.0001 | 188 | 187.9999 | 187.9999 | 187.9999 | 188.0001 | 188 | 188 | 188 | 187.9999 | 187.9998 | 188 | 188 | 188.0001 | 188 | 188 | 187.9999 | 188 | 188 | 188.0001 | 187.9999 | 188 | 187.9999 | 187.9999 | 188 | 187.9998 | 187.9999 | 188 | 188.0001 | 188 | 187.9999 | 187.9999 | 188.0001 | 188 | 187.9999 | 187.9999 | 188
| Variable O&M ($000) | [9 empty] | 0 | 0 | 0 | 0 | 0 | 0 | 0 | 0 | 0 | 0 | 0 | 0 | 0 | 0 | 0 | 0 | 0 | 0 | 0 | 0 | 0 | 0 | 0 | 0 | 0 | 0 | 0 | 0 | 0 | 0 | 0 | 0 | 0 | 0 | 0 | 0 | 0 | 0 | 0 | 0 | 0 | 0 | 0 | 0 | 0 | 0 | 0 | 0 | 0 | 0 | 0 | 0 | 0 | 0 | 0 | 0
| Total | [6 empty] | Hydro |  |  | 0 | 0 | 0 | 0 | 0 | 115.1526 | 706.2533 | 723.9096 | 742.0074 | 760.5575 | 779.5715 | 799.0608 | 819.0373 | 839.5132 | 860.5011 | 882.0136 | 904.0639 | 926.6655 | 949.8322 | 973.578 | 997.9174 | 1022.8653 | 1048.437 | 1074.6479 | 1101.5141 | 1129.052 | 1157.2783 | 1186.2102 | 1215.8655 | 1246.2621 | 1277.4187 | 1309.3541 | 1342.088 | 1375.6402 | 1410.0312 | 1445.282 | 1481.414 | 1518.4494 | 1556.4106 | 1595.3209 | 1635.2039 | 1676.084 | 1717.9861 | 1760.9357 | 1804.9591 | 1850.0831 | 1896.3352 | 1943.7436 | 1992.3371 | 2042.1456 | 2093.1992 | 2145.5292 | 2199.1674 | 2254.1466 | 2310.5003 | 2368.2628
6 | Holyrood Refurbishment1 | 2017 | 12 | 0 | 0 | 19 | 0.084932 | 2.5% | 0 |  | 0 | 0 | 0 | 0 | 0 | 0 | 0 | 0 | 0 | 0 | 0 | 0 | 0 | 0 | 0 | 0 | 0 | 0 | 0 | 0 | 0 | 0 | 0 | 0 | 0 | 0 | 0 | 0 | 0 | 0 | 0 | 0 | 0 | 0 | 0 | 0 | 0 | 0 | 0 | 0 | 0 | 0 | 0 | 0 | 0 | 0 | 0 | 0 | 0 | 0 | 0 | 0 | 0 | 0 | 0 | 0
| Fixed O&M ($000) | [9 empty] | 0 | 0 | 0 | 0 | 0 | 0 | 0 | 0 | 0 | 0 | 0 | 0 | 0 | 0 | 0 | 0 | 0 | 0 | 0 | 0 | 0 | 0 | 0 | 0 | 0 | 0 | 0 | 0 | 0 | 0 | 0 | 0 | 0 | 0 | 0 | 0 | 0 | 0 | 0 | 0 | 0 | 0 | 0 | 0 | 0 | 0 | 0 | 0 | 0 | 0 | 0 | 0 | 0 | 0 | 0 | 0
| Production (GWh) | [9 empty] | 0 | 0 | 0 | 0 | 0 | 0 | 0 | 0 | 0 | 0 | 0 | 0 | 0 | 0 | 0 | 0 | 0 | 0 | 0 | 0 | 0 | 0 | 0 | 0 | 0 | 0 | 0 | 0 | 0 | 0 | 0 | 0 | 0 | 0 | 0 | 0 | 0 | 0 | 0 | 0 | 0 | 0 | 0 | 0 | 0 | 0 | 0 | 0 | 0 | 0 | 0 | 0 | 0 | 0 | 0 | 0
| Variable O&M ($000) | [9 empty] | 0 | 0 | 0 | 0 | 0 | 0 | 0 | 0 | 0 | 0 | 0 | 0 | 0 | 0 | 0 | 0 | 0 | 0 | 0 | 0 | 0 | 0 | 0 | 0 | 0 | 0 | 0 | 0 | 0 | 0 | 0 | 0 | 0 | 0 | 0 | 0 | 0 | 0 | 0 | 0 | 0 | 0 | 0 | 0 | 0 | 0 | 0 | 0 | 0 | 0 | 0 | 0 | 0 | 0 | 0 | 0
| Total | [6 empty] | HRD |  |  | 0 | 0 | 0 | 0 | 0 | 0 | 0 | 0 | 0 | 0 | 0 | 0 | 0 | 0 | 0 | 0 | 0 | 0 | 0 | 0 | 0 | 0 | 0 | 0 | 0 | 0 | 0 | 0 | 0 | 0 | 0 | 0 | 0 | 0 | 0 | 0 | 0 | 0 | 0 | 0 | 0 | 0 | 0 | 0 | 0 | 0 | 0 | 0 | 0 | 0 | 0 | 0 | 0 | 0 | 0 | 0
7 | Holyrood Low Nox Burners | 2017 | 12 | 0 | 0 | 19 | 0.084932 | 2.5% | 0 |  | 0 | 0 | 0 | 0 | 0 | 0 | 0 | 0 | 0 | 0 | 0 | 0 | 0 | 0 | 0 | 0 | 0 | 0 | 0 | 0 | 0 | 0 | 0 | 0 | 0 | 0 | 0 | 0 | 0 | 0 | 0 | 0 | 0 | 0 | 0 | 0 | 0 | 0 | 0 | 0 | 0 | 0 | 0 | 0 | 0 | 0 | 0 | 0 | 0 | 0 | 0 | 0 | 0 | 0 | 0 | 0
| Fixed O&M ($000) | [9 empty] | 0 | 0 | 0 | 0 | 0 | 0 | 0 | 0 | 0 | 0 | 0 | 0 | 0 | 0 | 0 | 0 | 0 | 0 | 0 | 0 | 0 | 0 | 0 | 0 | 0 | 0 | 0 | 0 | 0 | 0 | 0 | 0 | 0 | 0 | 0 | 0 | 0 | 0 | 0 | 0 | 0 | 0 | 0 | 0 | 0 | 0 | 0 | 0 | 0 | 0 | 0 | 0 | 0 | 0 | 0 | 0
| Production (GWh) | [9 empty] | 0 | 0 | 0 | 0 | 0 | 0 | 0 | 0 | 0 | 0 | 0 | 0 | 0 | 0 | 0 | 0 | 0 | 0 | 0 | 0 | 0 | 0 | 0 | 0 | 0 | 0 | 0 | 0 | 0 | 0 | 0 | 0 | 0 | 0 | 0 | 0 | 0 | 0 | 0 | 0 | 0 | 0 | 0 | 0 | 0 | 0 | 0 | 0 | 0 | 0 | 0 | 0 | 0 | 0 | 0 | 0
| Variable O&M ($000) | [9 empty] | 0 | 0 | 0 | 0 | 0 | 0 | 0 | 0 | 0 | 0 | 0 | 0 | 0 | 0 | 0 | 0 | 0 | 0 | 0 | 0 | 0 | 0 | 0 | 0 | 0 | 0 | 0 | 0 | 0 | 0 | 0 | 0 | 0 | 0 | 0 | 0 | 0 | 0 | 0 | 0 | 0 | 0 | 0 | 0 | 0 | 0 | 0 | 0 | 0 | 0 | 0 | 0 | 0 | 0 | 0 | 0
| Total | [6 empty] | HRD |  |  | 0 | 0 | 0 | 0 | 0 | 0 | 0 | 0 | 0 | 0 | 0 | 0 | 0 | 0 | 0 | 0 | 0 | 0 | 0 | 0 | 0 | 0 | 0 | 0 | 0 | 0 | 0 | 0 | 0 | 0 | 0 | 0 | 0 | 0 | 0 | 0 | 0 | 0 | 0 | 0 | 0 | 0 | 0 | 0 | 0 | 0 | 0 | 0 | 0 | 0 | 0 | 0 | 0 | 0 | 0 | 0
8 | PORTLAND CREEK | 2019 | 12 | 448 | 0 | 60 | 0.084932 | 2.5% | 6621.5514 |  | 0 | 0 | 0 | 0 | 0 | 0 | 0 | 45.2287 | 545.8445 | 559.4906 | 573.4779 | 587.8148 | 602.5102 | 617.5729 | 633.0123 | 648.8376 | 665.0585 | 681.685 | 698.7271 | 716.1953 | 734.1002 | 752.4527 | 771.264 | 790.5456 | 810.3092 | 830.567 | 851.3311 | 872.6144 | 894.4298 | 916.7905 | 939.7103 | 963.203 | 987.2831 | 1011.9652 | 1037.2643 | 1063.1959 | 1089.7758 | 1117.0202 | 1144.9457 | 1173.5694 | 1202.9086 | 1232.9813 | 1263.8058 | 1295.401 | 1327.786 | 1360.9807 | 1395.0052 | 1429.8803 | 1465.6273 | 1502.268 | 1539.8247 | 1578.3203 | 1617.7783 | 1658.2228 | 1699.6784 | 1742.1703
| Fixed O&M ($000) | [9 empty] | 0 | 0 | 0 | 0 | 0 | 0 | 0 | 45.2287 | 545.8445 | 559.4906 | 573.4779 | 587.8148 | 602.5102 | 617.5729 | 633.0123 | 648.8376 | 665.0585 | 681.685 | 698.7271 | 716.1953 | 734.1002 | 752.4527 | 771.264 | 790.5456 | 810.3092 | 830.567 | 851.3311 | 872.6144 | 894.4298 | 916.7905 | 939.7103 | 963.203 | 987.2831 | 1011.9652 | 1037.2643 | 1063.1959 | 1089.7758 | 1117.0202 | 1144.9457 | 1173.5694 | 1202.9086 | 1232.9813 | 1263.8058 | 1295.401 | 1327.786 | 1360.9807 | 1395.0052 | 1429.8803 | 1465.6273 | 1502.268 | 1539.8247 | 1578.3203 | 1617.7783 | 1658.2228 | 1699.6784 | 1742.1703
| Production (GWh) | [9 empty] | 0 | 0 | 0 | 0 | 0 | 0 | 0 | 8.3909 | 141.4859 | 141.4859 | 141.4859 | 141.4859 | 141.4859 | 141.4859 | 141.4859 | 141.4859 | 141.4858 | 141.486 | 141.4859 | 141.486 | 141.4859 | 141.4859 | 141.4859 | 141.486 | 141.4859 | 141.4859 | 141.4859 | 141.4859 | 141.4859 | 141.4859 | 141.4858 | 141.4859 | 141.4859 | 141.486 | 141.4859 | 141.4859 | 141.486 | 141.4859 | 141.4859 | 141.486 | 141.4859 | 141.4859 | 141.4859 | 141.486 | 141.486 | 141.4859 | 141.4859 | 141.4859 | 141.486 | 141.486 | 141.4859 | 141.486 | 141.486 | 141.486 | 141.486 | 141.4859
| Variable O&M ($000) | [9 empty] | 0 | 0 | 0 | 0 | 0 | 0 | 0 | 0 | 0 | 0 | 0 | 0 | 0 | 0 | 0 | 0 | 0 | 0 | 0 | 0 | 0 | 0 | 0 | 0 | 0 | 0 | 0 | 0 | 0 | 0 | 0 | 0 | 0 | 0 | 0 | 0 | 0 | 0 | 0 | 0 | 0 | 0 | 0 | 0 | 0 | 0 | 0 | 0 | 0 | 0 | 0 | 0 | 0 | 0 | 0 | 0
| Total | [6 empty] | Hydro |  |  | 0 | 0 | 0 | 0 | 0 | 0 | 0 | 45.2287 | 545.8445 | 559.4906 | 573.4779 | 587.8148 | 602.5102 | 617.5729 | 633.0123 | 648.8376 | 665.0585 | 681.685 | 698.7271 | 716.1953 | 734.1002 | 752.4527 | 771.264 | 790.5456 | 810.3092 | 830.567 | 851.3311 | 872.6144 | 894.4298 | 916.7905 | 939.7103 | 963.203 | 987.2831 | 1011.9652 | 1037.2643 | 1063.1959 | 1089.7758 | 1117.0202 | 1144.9457 | 1173.5694 | 1202.9086 | 1232.9813 | 1263.8058 | 1295.401 | 1327.786 | 1360.9807 | 1395.0052 | 1429.8803 | 1465.6273 | 1502.268 | 1539.8247 | 1578.3203 | 1617.7783 | 1658.2228 | 1699.6784 | 1742.1703
9 | Wind 25MWx2 | 2020 | 10 | 1640 | 6.2 | 20 | 0.25205 | 2.5% | 25682.1997 |  | 0 | 0 | 0 | 0 | 0 | 0 | 0 | 0 | 869.8571 | 3404.9718 | 3490.0961 | 3577.3485 | 3666.7824 | 3758.4517 | 3852.413 | 3948.7234 | 4047.4417 | 4148.6275 | 4252.3432 | 4358.6518 | 4467.6184 | 4579.3085 | 4693.7912 | 4811.136 | 4931.4147 | 5054.6997 | 5181.0672 | 5310.5939 | 4017.9969 | 0 | 0 | 0 | 0 | 0 | 0 | 0 | 0 | 0 | 0 | 0 | 0 | 0 | 0 | 0 | 0 | 0 | 0 | 0 | 0 | 0 | 0 | 0 | 0 | 0 | 0 | 0
| Fixed O&M ($000) | [9 empty] | 0 | 0 | 0 | 0 | 0 | 0 | 0 | 0 | 503.651 | 2048.1353 | 2099.3387 | 2151.8221 | 2205.6177 | 2260.7581 | 2317.2771 | 2375.209 | 2434.5892 | 2495.4539 | 2557.8403 | 2621.7863 | 2687.331 | 2754.5142 | 2823.3771 | 2893.9615 | 2966.3106 | 3040.4683 | 3116.48 | 3194.392 | 2448.961 | 0 | 0 | 0 | 0 | 0 | 0 | 0 | 0 | 0 | 0 | 0 | 0 | 0 | 0 | 0 | 0 | 0 | 0 | 0 | 0 | 0 | 0 | 0 | 0 | 0 | 0 | 0
| Production (GWh) | [9 empty] | 0 | 0 | 0 | 0 | 0 | 0 | 0 | 0 | 48.4778 | 175.2351 | 175.2351 | 175.2351 | 175.2351 | 175.2351 | 175.2351 | 175.2351 | 175.2351 | 175.2351 | 175.2351 | 175.2351 | 175.2351 | 175.2351 | 175.2351 | 175.2351 | 175.2351 | 175.2351 | 175.2351 | 175.2351 | 126.7573 | 0 | 0 | 0 | 0 | 0 | 0 | 0 | 0 | 0 | 0 | 0 | 0 | 0 | 0 | 0 | 0 | 0 | 0 | 0 | 0 | 0 | 0 | 0 | 0 | 0 | 0 | 0
| Variable O&M ($000) | [9 empty] | 0 | 0 | 0 | 0 | 0 | 0 | 0 | 0 | 366.2061 | 1356.8365 | 1390.7574 | 1425.5264 | 1461.1648 | 1497.6936 | 1535.136 | 1573.5144 | 1612.8525 | 1653.1735 | 1694.5029 | 1736.8654 | 1780.2874 | 1824.7943 | 1870.4141 | 1917.1745 | 1965.1042 | 2014.2314 | 2064.5872 | 2116.2019 | 1569.036 | 0 | 0 | 0 | 0 | 0 | 0 | 0 | 0 | 0 | 0 | 0 | 0 | 0 | 0 | 0 | 0 | 0 | 0 | 0 | 0 | 0 | 0 | 0 | 0 | 0 | 0 | 0
| Total | [6 empty] | Wind |  |  | 0 | 0 | 0 | 0 | 0 | 0 | 0 | 0 | 869.8571 | 3404.9718 | 3490.0961 | 3577.3485 | 3666.7824 | 3758.4517 | 3852.413 | 3948.7234 | 4047.4417 | 4148.6275 | 4252.3432 | 4358.6518 | 4467.6184 | 4579.3085 | 4693.7912 | 4811.136 | 4931.4147 | 5054.6997 | 5181.0672 | 5310.5939 | 4017.9969 | 0 | 0 | 0 | 0 | 0 | 0 | 0 | 0 | 0 | 0 | 0 | 0 | 0 | 0 | 0 | 0 | 0 | 0 | 0 | 0 | 0 | 0 | 0 | 0 | 0 | 0 | 0
10 | ROUND POND | 2021 | 12 | 381 | 0 | 60 | 0.084932 | 2.5% | 5100.3142 |  | 0 | 0 | 0 | 0 | 0 | 0 | 0 | 0 | 0 | 40.4118 | 487.7122 | 499.905 | 512.4026 | 525.2127 | 538.343 | 551.8016 | 565.5966 | 579.7366 | 594.23 | 609.0857 | 624.3129 | 639.9207 | 655.9187 | 672.3167 | 689.1246 | 706.3527 | 724.0115 | 742.1118 | 760.6646 | 779.6812 | 799.1732 | 819.1526 | 839.6314 | 860.6222 | 882.1377 | 904.1912 | 926.796 | 949.9659 | 973.715 | 998.0579 | 1023.0093 | 1048.5846 | 1074.7992 | 1101.6691 | 1129.2109 | 1157.4411 | 1186.3772 | 1216.0366 | 1246.4375 | 1277.5985 | 1309.5384 | 1342.2769 | 1375.8338 | 1410.2296 | 1445.4854 | 1481.6225
| Fixed O&M ($000) | [7 empty] | 5100.3142 |  | 0 | 0 | 0 | 0 | 0 | 0 | 0 | 0 | 0 | 40.4118 | 487.7122 | 499.905 | 512.4026 | 525.2127 | 538.343 | 551.8016 | 565.5966 | 579.7366 | 594.23 | 609.0857 | 624.3129 | 639.9207 | 655.9187 | 672.3167 | 689.1246 | 706.3527 | 724.0115 | 742.1118 | 760.6646 | 779.6812 | 799.1732 | 819.1526 | 839.6314 | 860.6222 | 882.1377 | 904.1912 | 926.796 | 949.9659 | 973.715 | 998.0579 | 1023.0093 | 1048.5846 | 1074.7992 | 1101.6691 | 1129.2109 | 1157.4411 | 1186.3772 | 1216.0366 | 1246.4375 | 1277.5985 | 1309.5384 | 1342.2769 | 1375.8338 | 1410.2296 | 1445.4854 | 1481.6225
| Production (GWh) | [9 empty] | 0 | 0 | 0 | 0 | 0 | 0 | 0 | 0 | 0 | 12.371 | 139 | 139 | 139 | 138.9999 | 139 | 139 | 138.9999 | 138.9999 | 139 | 138.9999 | 139 | 139 | 138.9999 | 138.9999 | 138.9999 | 138.9999 | 138.9998 | 138.9998 | 138.9998 | 138.9998 | 138.9998 | 138.9998 | 138.9999 | 138.9999 | 139 | 139 | 139 | 139 | 138.9999 | 139 | 139 | 139 | 139 | 139 | 139 | 139 | 139.0001 | 139 | 139 | 139 | 139 | 139.0001 | 139 | 139 | 139.0001 | 139
| Variable O&M ($000) | [7 empty] | 0 |  | 0 | 0 | 0 | 0 | 0 | 0 | 0 | 0 | 0 | 0 | 0 | 0 | 0 | 0 | 0 | 0 | 0 | 0 | 0 | 0 | 0 | 0 | 0 | 0 | 0 | 0 | 0 | 0 | 0 | 0 | 0 | 0 | 0 | 0 | 0 | 0 | 0 | 0 | 0 | 0 | 0 | 0 | 0 | 0 | 0 | 0 | 0 | 0 | 0 | 0 | 0 | 0 | 0 | 0 | 0 | 0
| Total | [6 empty] | Hydro | 5100.3142 |  | 0 | 0 | 0 | 0 | 0 | 0 | 0 | 0 | 0 | 40.4118 | 487.7122 | 499.905 | 512.4026 | 525.2127 | 538.343 | 551.8016 | 565.5966 | 579.7366 | 594.23 | 609.0857 | 624.3129 | 639.9207 | 655.9187 | 672.3167 | 689.1246 | 706.3527 | 724.0115 | 742.1118 | 760.6646 | 779.6812 | 799.1732 | 819.1526 | 839.6314 | 860.6222 | 882.1377 | 904.1912 | 926.796 | 949.9659 | 973.715 | 998.0579 | 1023.0093 | 1048.5846 | 1074.7992 | 1101.6691 | 1129.2109 | 1157.4411 | 1186.3772 | 1216.0366 | 1246.4375 | 1277.5985 | 1309.5384 | 1342.2769 | 1375.8338 | 1410.2296 | 1445.4854 | 1481.6225
11 | Holyrood Refurbishment2 | 2022 | 12 | 0 | 0 | 14 | 0.084932 | 2.5% | 0 |  | 0 | 0 | 0 | 0 | 0 | 0 | 0 | 0 | 0 | 0 | 0 | 0 | 0 | 0 | 0 | 0 | 0 | 0 | 0 | 0 | 0 | 0 | 0 | 0 | 0 | 0 | 0 | 0 | 0 | 0 | 0 | 0 | 0 | 0 | 0 | 0 | 0 | 0 | 0 | 0 | 0 | 0 | 0 | 0 | 0 | 0 | 0 | 0 | 0 | 0 | 0 | 0 | 0 | 0 | 0 | 0
| Fixed O&M ($000) | [7 empty] | 0 |  | 0 | 0 | 0 | 0 | 0 | 0 | 0 | 0 | 0 | 0 | 0 | 0 | 0 | 0 | 0 | 0 | 0 | 0 | 0 | 0 | 0 | 0 | 0 | 0 | 0 | 0 | 0 | 0 | 0 | 0 | 0 | 0 | 0 | 0 | 0 | 0 | 0 | 0 | 0 | 0 | 0 | 0 | 0 | 0 | 0 | 0 | 0 | 0 | 0 | 0 | 0 | 0 | 0 | 0 | 0 | 0
| Production (GWh) | [9 empty] | 0 | 0 | 0 | 0 | 0 | 0 | 0 | 0 | 0 | 0 | 0 | 0 | 0 | 0 | 0 | 0 | 0 | 0 | 0 | 0 | 0 | 0 | 0 | 0 | 0 | 0 | 0 | 0 | 0 | 0 | 0 | 0 | 0 | 0 | 0 | 0 | 0 | 0 | 0 | 0 | 0 | 0 | 0 | 0 | 0 | 0 | 0 | 0 | 0 | 0 | 0 | 0 | 0 | 0 | 0 | 0
| Variable O&M ($000) | [7 empty] | 0 |  | 0 | 0 | 0 | 0 | 0 | 0 | 0 | 0 | 0 | 0 | 0 | 0 | 0 | 0 | 0 | 0 | 0 | 0 | 0 | 0 | 0 | 0 | 0 | 0 | 0 | 0 | 0 | 0 | 0 | 0 | 0 | 0 | 0 | 0 | 0 | 0 | 0 | 0 | 0 | 0 | 0 | 0 | 0 | 0 | 0 | 0 | 0 | 0 | 0 | 0 | 0 | 0 | 0 | 0 | 0 | 0
| Total | [6 empty] | HRD | 0 |  | 0 | 0 | 0 | 0 | 0 | 0 | 0 | 0 | 0 | 0 | 0 | 0 | 0 | 0 | 0 | 0 | 0 | 0 | 0 | 0 | 0 | 0 | 0 | 0 | 0 | 0 | 0 | 0 | 0 | 0 | 0 | 0 | 0 | 0 | 0 | 0 | 0 | 0 | 0 | 0 | 0 | 0 | 0 | 0 | 0 | 0 | 0 | 0 | 0 | 0 | 0 | 0 | 0 | 0 | 0 | 0
12 | 50MW CTx2 | 2025 | 12 | 1102 | 5.62 | 25 | 0.084932 | 2.5% | 9810.9796 |  | 0 | 0 | 0 | 0 | 0 | 0 | 0 | 0 | 0 | 0 | 0 | 0 | 0 | 138.1135 | 1671.3319 | 1732.9875 | 1789.1131 | 1793.3585 | 1793.8763 | 1831.1269 | 1877.8324 | 1968.4786 | 1928.6408 | 1977.7456 | 2032.9057 | 2054.2556 | 2106.9841 | 2161.4801 | 2216.3405 | 2267.4405 | 2325.3747 | 2379.5562 | 2440.6771 | 2504.1345 | 2569.2568 | 2635.3601 | 2695.9542 | 2766.797 | 2596.1064 | 0 | 0 | 0 | 0 | 0 | 0 | 0 | 0 | 0 | 0 | 0 | 0 | 0 | 0 | 0 | 0 | 0
| Fixed O&M ($000) | [7 empty] | 9489.1734 |  | 0 | 0 | 0 | 0 | 0 | 0 | 0 | 0 | 0 | 0 | 0 | 0 | 0 | 129.0211 | 1557.0972 | 1596.0246 | 1635.9252 | 1676.8233 | 1718.7439 | 1761.7125 | 1805.7553 | 1850.8992 | 1897.1717 | 1944.601 | 1993.216 | 2043.0464 | 2094.1226 | 2146.4756 | 2200.1375 | 2255.1409 | 2311.5195 | 2369.3075 | 2428.5401 | 2489.2536 | 2551.485 | 2615.2721 | 2680.6539 | 2747.6703 | 2577.1642 | 0 | 0 | 0 | 0 | 0 | 0 | 0 | 0 | 0 | 0 | 0 | 0 | 0 | 0 | 0 | 0 | 0
| Production (GWh) | [9 empty] | 0 | 0 | 0 | 0 | 0 | 0 | 0 | 0 | 0 | 0 | 0 | 0 | 0 | 1.1736 | 14.3856 | 16.8271 | 18.3614 | 13.6275 | 8.5716 | 7.7261 | 7.8268 | 12.4564 | 3.2525 | 3.3422 | 3.9045 | 1.0758 | 1.2043 | 1.3707 | 1.4441 | 1.0694 | 1.1753 | 0.84819 | 0.97996 | 1.1722 | 1.3658 | 1.5061 | 1.1192 | 1.365 | 1.3188 | 0 | 0 | 0 | 0 | 0 | 0 | 0 | 0 | 0 | 0 | 0 | 0 | 0 | 0 | 0 | 0 | 0
| Variable O&M ($000) | [7 empty] | 321.8062 |  | 0 | 0 | 0 | 0 | 0 | 0 | 0 | 0 | 0 | 0 | 0 | 0 | 0 | 9.0924 | 114.2347 | 136.9629 | 153.1879 | 116.5352 | 75.1324 | 69.4144 | 72.0771 | 117.5794 | 31.4691 | 33.1447 | 39.6897 | 11.2092 | 12.8615 | 15.0044 | 16.203 | 12.2995 | 13.8552 | 10.2488 | 12.1369 | 14.8809 | 17.7719 | 20.088 | 15.3003 | 19.1268 | 18.9422 | 0 | 0 | 0 | 0 | 0 | 0 | 0 | 0 | 0 | 0 | 0 | 0 | 0 | 0 | 0 | 0 | 0
| Total | [6 empty] | NewGT | 9810.9796 |  | 0 | 0 | 0 | 0 | 0 | 0 | 0 | 0 | 0 | 0 | 0 | 0 | 0 | 138.1135 | 1671.3319 | 1732.9875 | 1789.1131 | 1793.3585 | 1793.8763 | 1831.1269 | 1877.8324 | 1968.4786 | 1928.6408 | 1977.7456 | 2032.9057 | 2054.2556 | 2106.9841 | 2161.4801 | 2216.3405 | 2267.4405 | 2325.3747 | 2379.5562 | 2440.6771 | 2504.1345 | 2569.2568 | 2635.3601 | 2695.9542 | 2766.797 | 2596.1064 | 0 | 0 | 0 | 0 | 0 | 0 | 0 | 0 | 0 | 0 | 0 | 0 | 0 | 0 | 0 | 0 | 0
13 | Wind 25MWx2 | 2025 | 10 | 1640 | 6.2 | 20 | 0.25205 | 2.5% | 20717.2762 |  | 0 | 0 | 0 | 0 | 0 | 0 | 0 | 0 | 0 | 0 | 0 | 0 | 0 | 984.1635 | 3852.413 | 3948.7234 | 4047.4417 | 4148.6275 | 4252.3432 | 4358.6518 | 4467.6184 | 4579.3085 | 4693.7912 | 4811.136 | 4931.4147 | 5054.6997 | 5181.0672 | 5310.5939 | 5443.3591 | 5579.4427 | 5718.9288 | 5861.902 | 6008.45 | 4545.9942 | 0 | 0 | 0 | 0 | 0 | 0 | 0 | 0 | 0 | 0 | 0 | 0 | 0 | 0 | 0 | 0 | 0 | 0 | 0 | 0 | 0 | 0
| Fixed O&M ($000) | [9 empty] | 0 | 0 | 0 | 0 | 0 | 0 | 0 | 0 | 0 | 0 | 0 | 0 | 0 | 569.8349 | 2317.2771 | 2375.209 | 2434.5892 | 2495.4539 | 2557.8403 | 2621.7863 | 2687.331 | 2754.5142 | 2823.3771 | 2893.9615 | 2966.3106 | 3040.4683 | 3116.48 | 3194.392 | 3274.2518 | 3356.1081 | 3440.0108 | 3526.0111 | 3614.1614 | 2770.7745 | 0 | 0 | 0 | 0 | 0 | 0 | 0 | 0 | 0 | 0 | 0 | 0 | 0 | 0 | 0 | 0 | 0 | 0 | 0 | 0 | 0 | 0
| Production (GWh) | [9 empty] | 0 | 0 | 0 | 0 | 0 | 0 | 0 | 0 | 0 | 0 | 0 | 0 | 0 | 48.4778 | 175.2351 | 175.2351 | 175.2351 | 175.2351 | 175.2351 | 175.2351 | 175.2351 | 175.2351 | 175.2351 | 175.2351 | 175.2351 | 175.2351 | 175.2351 | 175.2351 | 175.2351 | 175.2351 | 175.2351 | 175.2351 | 175.2351 | 126.7573 | 0 | 0 | 0 | 0 | 0 | 0 | 0 | 0 | 0 | 0 | 0 | 0 | 0 | 0 | 0 | 0 | 0 | 0 | 0 | 0 | 0 | 0
| Variable O&M ($000) | [9 empty] | 0 | 0 | 0 | 0 | 0 | 0 | 0 | 0 | 0 | 0 | 0 | 0 | 0 | 414.3286 | 1535.136 | 1573.5144 | 1612.8525 | 1653.1735 | 1694.5029 | 1736.8654 | 1780.2874 | 1824.7943 | 1870.4141 | 1917.1745 | 1965.1042 | 2014.2314 | 2064.5872 | 2116.2019 | 2169.1073 | 2223.3346 | 2278.918 | 2335.8909 | 2394.2886 | 1775.2197 | 0 | 0 | 0 | 0 | 0 | 0 | 0 | 0 | 0 | 0 | 0 | 0 | 0 | 0 | 0 | 0 | 0 | 0 | 0 | 0 | 0 | 0
| Total | [6 empty] | Wind |  |  | 0 | 0 | 0 | 0 | 0 | 0 | 0 | 0 | 0 | 0 | 0 | 0 | 0 | 984.1635 | 3852.413 | 3948.7234 | 4047.4417 | 4148.6275 | 4252.3432 | 4358.6518 | 4467.6184 | 4579.3085 | 4693.7912 | 4811.136 | 4931.4147 | 5054.6997 | 5181.0672 | 5310.5939 | 5443.3591 | 5579.4427 | 5718.9288 | 5861.902 | 6008.45 | 4545.9942 | 0 | 0 | 0 | 0 | 0 | 0 | 0 | 0 | 0 | 0 | 0 | 0 | 0 | 0 | 0 | 0 | 0 | 0 | 0 | 0 | 0 | 0
14 | Holyrood Refurbishment3 | 2027 | 12 | 0 | 0 | 9 | 0.084932 | 2.5% | 0 |  | 0 | 0 | 0 | 0 | 0 | 0 | 0 | 0 | 0 | 0 | 0 | 0 | 0 | 0 | 0 | 0 | 0 | 0 | 0 | 0 | 0 | 0 | 0 | 0 | 0 | 0 | 0 | 0 | 0 | 0 | 0 | 0 | 0 | 0 | 0 | 0 | 0 | 0 | 0 | 0 | 0 | 0 | 0 | 0 | 0 | 0 | 0 | 0 | 0 | 0 | 0 | 0 | 0 | 0 | 0 | 0
| Fixed O&M ($000) | [7 empty] | 0 |  | 0 | 0 | 0 | 0 | 0 | 0 | 0 | 0 | 0 | 0 | 0 | 0 | 0 | 0 | 0 | 0 | 0 | 0 | 0 | 0 | 0 | 0 | 0 | 0 | 0 | 0 | 0 | 0 | 0 | 0 | 0 | 0 | 0 | 0 | 0 | 0 | 0 | 0 | 0 | 0 | 0 | 0 | 0 | 0 | 0 | 0 | 0 | 0 | 0 | 0 | 0 | 0 | 0 | 0 | 0 | 0
| Production (GWh) | [9 empty] | 0 | 0 | 0 | 0 | 0 | 0 | 0 | 0 | 0 | 0 | 0 | 0 | 0 | 0 | 0 | 0 | 0 | 0 | 0 | 0 | 0 | 0 | 0 | 0 | 0 | 0 | 0 | 0 | 0 | 0 | 0 | 0 | 0 | 0 | 0 | 0 | 0 | 0 | 0 | 0 | 0 | 0 | 0 | 0 | 0 | 0 | 0 | 0 | 0 | 0 | 0 | 0 | 0 | 0 | 0 | 0
| Variable O&M ($000) | [7 empty] | 0 |  | 0 | 0 | 0 | 0 | 0 | 0 | 0 | 0 | 0 | 0 | 0 | 0 | 0 | 0 | 0 | 0 | 0 | 0 | 0 | 0 | 0 | 0 | 0 | 0 | 0 | 0 | 0 | 0 | 0 | 0 | 0 | 0 | 0 | 0 | 0 | 0 | 0 | 0 | 0 | 0 | 0 | 0 | 0 | 0 | 0 | 0 | 0 | 0 | 0 | 0 | 0 | 0 | 0 | 0 | 0 | 0
| Total | [6 empty] | HRD | 0 |  | 0 | 0 | 0 | 0 | 0 | 0 | 0 | 0 | 0 | 0 | 0 | 0 | 0 | 0 | 0 | 0 | 0 | 0 | 0 | 0 | 0 | 0 | 0 | 0 | 0 | 0 | 0 | 0 | 0 | 0 | 0 | 0 | 0 | 0 | 0 | 0 | 0 | 0 | 0 | 0 | 0 | 0 | 0 | 0 | 0 | 0 | 0 | 0 | 0 | 0 | 0 | 0 | 0 | 0 | 0 | 0
15 | Wind 27MW St. Lawrence | 2028 | 10 | 885 | 6.2 | 20 | 0.25205 | 2.5% | 10252.8136 |  | 0 | 0 | 0 | 0 | 0 | 0 | 0 | 0 | 0 | 0 | 0 | 0 | 0 | 0 | 0 | 0 | 598.0438 | 2335.517 | 2393.9049 | 2453.7526 | 2515.0963 | 2577.9738 | 2642.4231 | 2708.4837 | 2776.1957 | 2845.6007 | 2916.7407 | 2989.6592 | 3064.4006 | 3141.0107 | 3219.536 | 3300.0244 | 3382.5249 | 3467.0881 | 3553.7653 | 3642.6095 | 2753.7102 | 0 | 0 | 0 | 0 | 0 | 0 | 0 | 0 | 0 | 0 | 0 | 0 | 0 | 0 | 0 | 0 | 0 | 0 | 0
| Fixed O&M ($000) | [9 empty] | 0 | 0 | 0 | 0 | 0 | 0 | 0 | 0 | 0 | 0 | 0 | 0 | 0 | 0 | 0 | 0 | 331.1464 | 1346.6322 | 1380.298 | 1414.8054 | 1450.1755 | 1486.4299 | 1523.5907 | 1561.6805 | 1600.7225 | 1640.7405 | 1681.759 | 1723.803 | 1766.8981 | 1811.0705 | 1856.3473 | 1902.756 | 1950.3249 | 1999.083 | 2049.0601 | 2100.2866 | 1610.1718 | 0 | 0 | 0 | 0 | 0 | 0 | 0 | 0 | 0 | 0 | 0 | 0 | 0 | 0 | 0 | 0 | 0 | 0 | 0
| Production (GWh) | [9 empty] | 0 | 0 | 0 | 0 | 0 | 0 | 0 | 0 | 0 | 0 | 0 | 0 | 0 | 0 | 0 | 0 | 28.9982 | 104.821 | 104.821 | 104.821 | 104.821 | 104.821 | 104.821 | 104.821 | 104.821 | 104.821 | 104.821 | 104.821 | 104.821 | 104.821 | 104.821 | 104.821 | 104.821 | 104.821 | 104.821 | 104.821 | 75.8228 | 0 | 0 | 0 | 0 | 0 | 0 | 0 | 0 | 0 | 0 | 0 | 0 | 0 | 0 | 0 | 0 | 0 | 0 | 0
| Variable O&M ($000) | [9 empty] | 0 | 0 | 0 | 0 | 0 | 0 | 0 | 0 | 0 | 0 | 0 | 0 | 0 | 0 | 0 | 0 | 266.8973 | 988.8849 | 1013.607 | 1038.9472 | 1064.9208 | 1091.5439 | 1118.8325 | 1146.8033 | 1175.4733 | 1204.8602 | 1234.9817 | 1265.8562 | 1297.5025 | 1329.9402 | 1363.1887 | 1397.2684 | 1432.2 | 1468.0051 | 1504.7053 | 1542.3229 | 1143.5384 | 0 | 0 | 0 | 0 | 0 | 0 | 0 | 0 | 0 | 0 | 0 | 0 | 0 | 0 | 0 | 0 | 0 | 0 | 0
| Total | [6 empty] | Wind |  |  | 0 | 0 | 0 | 0 | 0 | 0 | 0 | 0 | 0 | 0 | 0 | 0 | 0 | 0 | 0 | 0 | 598.0438 | 2335.517 | 2393.9049 | 2453.7526 | 2515.0963 | 2577.9738 | 2642.4231 | 2708.4837 | 2776.1957 | 2845.6007 | 2916.7407 | 2989.6592 | 3064.4006 | 3141.0107 | 3219.536 | 3300.0244 | 3382.5249 | 3467.0881 | 3553.7653 | 3642.6095 | 2753.7102 | 0 | 0 | 0 | 0 | 0 | 0 | 0 | 0 | 0 | 0 | 0 | 0 | 0 | 0 | 0 | 0 | 0 | 0 | 0
16 | Wind 27MW Fermeuse | 2028 | 10 | 885 | 6.2 | 20 | 0.25205 | 2.5% | 9407.257 |  | 0 | 0 | 0 | 0 | 0 | 0 | 0 | 0 | 0 | 0 | 0 | 0 | 0 | 0 | 0 | 0 | 546.0904 | 2143.0238 | 2196.5994 | 2251.5144 | 2307.8022 | 2365.4973 | 2424.6347 | 2485.2506 | 2547.3818 | 2611.0664 | 2676.3431 | 2743.2516 | 2811.8328 | 2882.1287 | 2954.182 | 3028.0365 | 3103.7373 | 3181.3309 | 3260.8641 | 3342.3857 | 2531.1126 | 0 | 0 | 0 | 0 | 0 | 0 | 0 | 0 | 0 | 0 | 0 | 0 | 0 | 0 | 0 | 0 | 0 | 0 | 0
| Fixed O&M ($000) | [9 empty] | 0 | 0 | 0 | 0 | 0 | 0 | 0 | 0 | 0 | 0 | 0 | 0 | 0 | 0 | 0 | 0 | 331.1464 | 1346.6322 | 1380.298 | 1414.8054 | 1450.1755 | 1486.4299 | 1523.5907 | 1561.6805 | 1600.7225 | 1640.7405 | 1681.759 | 1723.803 | 1766.8981 | 1811.0705 | 1856.3473 | 1902.756 | 1950.3249 | 1999.083 | 2049.0601 | 2100.2866 | 1610.1718 | 0 | 0 | 0 | 0 | 0 | 0 | 0 | 0 | 0 | 0 | 0 | 0 | 0 | 0 | 0 | 0 | 0 | 0 | 0
| Production (GWh) | [9 empty] | 0 | 0 | 0 | 0 | 0 | 0 | 0 | 0 | 0 | 0 | 0 | 0 | 0 | 0 | 0 | 0 | 23.3535 | 84.4169 | 84.4169 | 84.4169 | 84.4169 | 84.4169 | 84.4169 | 84.4169 | 84.4169 | 84.4169 | 84.4169 | 84.4169 | 84.4169 | 84.4169 | 84.4169 | 84.4169 | 84.4169 | 84.4169 | 84.4169 | 84.4169 | 61.0634 | 0 | 0 | 0 | 0 | 0 | 0 | 0 | 0 | 0 | 0 | 0 | 0 | 0 | 0 | 0 | 0 | 0 | 0 | 0
| Variable O&M ($000) | [9 empty] | 0 | 0 | 0 | 0 | 0 | 0 | 0 | 0 | 0 | 0 | 0 | 0 | 0 | 0 | 0 | 0 | 214.944 | 796.3916 | 816.3014 | 836.709 | 857.6266 | 879.0673 | 901.044 | 923.5701 | 946.6593 | 970.3259 | 994.584 | 1019.4486 | 1044.9347 | 1071.0582 | 1097.8347 | 1125.2805 | 1153.4124 | 1182.2478 | 1211.804 | 1242.0991 | 920.9409 | 0 | 0 | 0 | 0 | 0 | 0 | 0 | 0 | 0 | 0 | 0 | 0 | 0 | 0 | 0 | 0 | 0 | 0 | 0
| Total | [6 empty] | Wind |  |  | 0 | 0 | 0 | 0 | 0 | 0 | 0 | 0 | 0 | 0 | 0 | 0 | 0 | 0 | 0 | 0 | 546.0904 | 2143.0238 | 2196.5994 | 2251.5144 | 2307.8022 | 2365.4973 | 2424.6347 | 2485.2506 | 2547.3818 | 2611.0664 | 2676.3431 | 2743.2516 | 2811.8328 | 2882.1287 | 2954.182 | 3028.0365 | 3103.7373 | 3181.3309 | 3260.8641 | 3342.3857 | 2531.1126 | 0 | 0 | 0 | 0 | 0 | 0 | 0 | 0 | 0 | 0 | 0 | 0 | 0 | 0 | 0 | 0 | 0 | 0 | 0
17 | 50MW CT | 2028 | 12 | 551 | 5.62 | 25 | 0.084932 | 2.5% | 4325.0472 |  | 0 | 0 | 0 | 0 | 0 | 0 | 0 | 0 | 0 | 0 | 0 | 0 | 0 | 0 | 0 | 0 | 75.8487 | 926.1414 | 928.8673 | 945.3093 | 969.9751 | 1014.3385 | 979.6596 | 1004.3457 | 1037.2419 | 1032.662 | 1060.1696 | 1088.3526 | 1116.0414 | 1140.2398 | 1169.599 | 1195.3922 | 1226.6426 | 1259.588 | 1293.2975 | 1326.6475 | 1355.3672 | 1391.8249 | 1425.7246 | 1446.0801 | 1482.5852 | 1390.7141 | 0 | 0 | 0 | 0 | 0 | 0 | 0 | 0 | 0 | 0 | 0 | 0 | 0 | 0
| Fixed O&M ($000) | [7 empty] | 4170.7931 |  | 0 | 0 | 0 | 0 | 0 | 0 | 0 | 0 | 0 | 0 | 0 | 0 | 0 | 0 | 0 | 0 | 69.4708 | 838.4117 | 859.372 | 880.8563 | 902.8777 | 925.4496 | 948.5858 | 972.3005 | 996.608 | 1021.5232 | 1047.0613 | 1073.2378 | 1100.0688 | 1127.5705 | 1155.7597 | 1184.6537 | 1214.2701 | 1244.6268 | 1275.7425 | 1307.6361 | 1340.327 | 1373.8351 | 1408.181 | 1443.3855 | 1479.4702 | 1387.662 | 0 | 0 | 0 | 0 | 0 | 0 | 0 | 0 | 0 | 0 | 0 | 0 | 0 | 0
| Production (GWh) | [9 empty] | 0 | 0 | 0 | 0 | 0 | 0 | 0 | 0 | 0 | 0 | 0 | 0 | 0 | 0 | 0 | 0 | 0.76447 | 10.259 | 7.9285 | 7.1739 | 7.2861 | 9.4169 | 3.2117 | 3.2313 | 3.9974 | 1.0691 | 1.2274 | 1.3808 | 1.4235 | 1.1016 | 1.174 | 0.88873 | 0.99898 | 1.1785 | 1.3491 | 1.4254 | 1.1002 | 1.2838 | 1.2214 | 0.18303 | 0.20643 | 0.19733 | 0 | 0 | 0 | 0 | 0 | 0 | 0 | 0 | 0 | 0 | 0 | 0 | 0 | 0
| Variable O&M ($000) | [7 empty] | 154.2541 |  | 0 | 0 | 0 | 0 | 0 | 0 | 0 | 0 | 0 | 0 | 0 | 0 | 0 | 0 | 0 | 0 | 6.378 | 87.7297 | 69.4954 | 64.4531 | 67.0975 | 88.8889 | 31.0738 | 32.0452 | 40.6339 | 11.1389 | 13.1084 | 15.1147 | 15.9726 | 12.6693 | 13.8392 | 10.7385 | 12.3725 | 14.9611 | 17.555 | 19.0114 | 15.0402 | 17.9897 | 17.5436 | 2.6946 | 3.115 | 3.0522 | 0 | 0 | 0 | 0 | 0 | 0 | 0 | 0 | 0 | 0 | 0 | 0 | 0 | 0
| Total | [6 empty] | NewGT | 4325.0472 |  | 0 | 0 | 0 | 0 | 0 | 0 | 0 | 0 | 0 | 0 | 0 | 0 | 0 | 0 | 0 | 0 | 75.8487 | 926.1414 | 928.8673 | 945.3093 | 969.9751 | 1014.3385 | 979.6596 | 1004.3457 | 1037.2419 | 1032.662 | 1060.1696 | 1088.3526 | 1116.0414 | 1140.2398 | 1169.599 | 1195.3922 | 1226.6426 | 1259.588 | 1293.2975 | 1326.6475 | 1355.3672 | 1391.8249 | 1425.7246 | 1446.0801 | 1482.5852 | 1390.7141 | 0 | 0 | 0 | 0 | 0 | 0 | 0 | 0 | 0 | 0 | 0 | 0 | 0 | 0
18 | 50MW CT | 2029 | 12 | 551 | 5.62 | 25 | 0.084932 | 2.5% | 4191.7818 |  | 0 | 0 | 0 | 0 | 0 | 0 | 0 | 0 | 0 | 0 | 0 | 0 | 0 | 0 | 0 | 0 | 0 | 77.2659 | 951.2379 | 954.2246 | 985.9374 | 1169.7941 | 982.5662 | 1011.5415 | 1053.197 | 1038.5191 | 1066.9129 | 1096.1891 | 1124.272 | 1148.075 | 1177.6638 | 1201.9381 | 1233.9331 | 1267.7809 | 1302.5098 | 1337.3161 | 1363.0867 | 1401.0074 | 1435.3203 | 1447.5962 | 1484.3204 | 1521.9203 | 1425.915 | 0 | 0 | 0 | 0 | 0 | 0 | 0 | 0 | 0 | 0 | 0 | 0 | 0
| Fixed O&M ($000) | [9 empty] | 0 | 0 | 0 | 0 | 0 | 0 | 0 | 0 | 0 | 0 | 0 | 0 | 0 | 0 | 0 | 0 | 0 | 71.2076 | 859.372 | 880.8563 | 902.8777 | 925.4496 | 948.5858 | 972.3005 | 996.608 | 1021.5232 | 1047.0613 | 1073.2378 | 1100.0688 | 1127.5705 | 1155.7597 | 1184.6537 | 1214.2701 | 1244.6268 | 1275.7425 | 1307.6361 | 1340.327 | 1373.8351 | 1408.181 | 1443.3855 | 1479.4702 | 1516.4569 | 1422.3535 | 0 | 0 | 0 | 0 | 0 | 0 | 0 | 0 | 0 | 0 | 0 | 0 | 0
| Production (GWh) | [9 empty] | 0 | 0 | 0 | 0 | 0 | 0 | 0 | 0 | 0 | 0 | 0 | 0 | 0 | 0 | 0 | 0 | 0 | 0.70846 | 10.4807 | 8.1662 | 9.0194 | 25.886 | 3.5121 | 3.9569 | 5.567 | 1.6312 | 1.8588 | 2.0967 | 2.1571 | 1.7829 | 1.8581 | 1.4305 | 1.5876 | 1.8239 | 2.0571 | 2.2253 | 1.6648 | 1.9391 | 1.8895 | 0.28601 | 0.32142 | 0.35322 | 0.22465 | 0 | 0 | 0 | 0 | 0 | 0 | 0 | 0 | 0 | 0 | 0 | 0 | 0
| Variable O&M ($000) | [9 empty] | 0 | 0 | 0 | 0 | 0 | 0 | 0 | 0 | 0 | 0 | 0 | 0 | 0 | 0 | 0 | 0 | 0 | 6.0584 | 91.866 | 73.3683 | 83.0597 | 244.3445 | 33.9803 | 39.241 | 56.589 | 16.9959 | 19.8516 | 22.9513 | 24.2033 | 20.5046 | 21.9041 | 17.2844 | 19.6631 | 23.1541 | 26.7673 | 29.6801 | 22.7597 | 27.1723 | 27.1393 | 4.2106 | 4.8502 | 5.4634 | 3.5615 | 0 | 0 | 0 | 0 | 0 | 0 | 0 | 0 | 0 | 0 | 0 | 0 | 0
| Total | [6 empty] | NewGT |  |  | 0 | 0 | 0 | 0 | 0 | 0 | 0 | 0 | 0 | 0 | 0 | 0 | 0 | 0 | 0 | 0 | 0 | 77.2659 | 951.2379 | 954.2246 | 985.9374 | 1169.7941 | 982.5662 | 1011.5415 | 1053.197 | 1038.5191 | 1066.9129 | 1096.1891 | 1124.272 | 1148.075 | 1177.6638 | 1201.9381 | 1233.9331 | 1267.7809 | 1302.5098 | 1337.3161 | 1363.0867 | 1401.0074 | 1435.3203 | 1447.5962 | 1484.3204 | 1521.9203 | 1425.915 | 0 | 0 | 0 | 0 | 0 | 0 | 0 | 0 | 0 | 0 | 0 | 0 | 0
19 | Wind 25MWx2 | 2030 | 10 | 1640 | 6.2 | 20 | 0.25205 | 2.5% | 16712.1797 |  | 0 | 0 | 0 | 0 | 0 | 0 | 0 | 0 | 0 | 0 | 0 | 0 | 0 | 0 | 0 | 0 | 0 | 0 | 1113.4907 | 4358.6518 | 4467.6184 | 4579.3085 | 4693.7912 | 4811.136 | 4931.4147 | 5054.6997 | 5181.0672 | 5310.5939 | 5443.3591 | 5579.4427 | 5718.9288 | 5861.902 | 6008.45 | 6158.6608 | 6312.6273 | 6470.443 | 6632.2046 | 6798.0092 | 5143.3752 | 0 | 0 | 0 | 0 | 0 | 0 | 0 | 0 | 0 | 0 | 0 | 0 | 0 | 0 | 0 | 0 | 0
| Fixed O&M ($000) | [9 empty] | 0 | 0 | 0 | 0 | 0 | 0 | 0 | 0 | 0 | 0 | 0 | 0 | 0 | 0 | 0 | 0 | 0 | 0 | 644.7159 | 2621.7863 | 2687.331 | 2754.5142 | 2823.3771 | 2893.9615 | 2966.3106 | 3040.4683 | 3116.48 | 3194.392 | 3274.2518 | 3356.1081 | 3440.0108 | 3526.0111 | 3614.1614 | 3704.5154 | 3797.1283 | 3892.0565 | 3989.3579 | 4089.0919 | 3134.8771 | 0 | 0 | 0 | 0 | 0 | 0 | 0 | 0 | 0 | 0 | 0 | 0 | 0 | 0 | 0 | 0 | 0
| Production (GWh) | [9 empty] | 0 | 0 | 0 | 0 | 0 | 0 | 0 | 0 | 0 | 0 | 0 | 0 | 0 | 0 | 0 | 0 | 0 | 0 | 48.4778 | 175.2351 | 175.2351 | 175.2351 | 175.2351 | 175.2351 | 175.2351 | 175.2351 | 175.2351 | 175.2351 | 175.2351 | 175.2351 | 175.2351 | 175.2351 | 175.2351 | 175.2351 | 175.2351 | 175.2351 | 175.2351 | 175.2351 | 126.7573 | 0 | 0 | 0 | 0 | 0 | 0 | 0 | 0 | 0 | 0 | 0 | 0 | 0 | 0 | 0 | 0 | 0
| Variable O&M ($000) | [9 empty] | 0 | 0 | 0 | 0 | 0 | 0 | 0 | 0 | 0 | 0 | 0 | 0 | 0 | 0 | 0 | 0 | 0 | 0 | 468.7748 | 1736.8654 | 1780.2874 | 1824.7943 | 1870.4141 | 1917.1745 | 1965.1042 | 2014.2314 | 2064.5872 | 2116.2019 | 2169.1073 | 2223.3346 | 2278.918 | 2335.8909 | 2394.2886 | 2454.1454 | 2515.499 | 2578.3865 | 2642.8466 | 2708.9173 | 2008.4981 | 0 | 0 | 0 | 0 | 0 | 0 | 0 | 0 | 0 | 0 | 0 | 0 | 0 | 0 | 0 | 0 | 0
| Total | [6 empty] | Wind |  |  | 0 | 0 | 0 | 0 | 0 | 0 | 0 | 0 | 0 | 0 | 0 | 0 | 0 | 0 | 0 | 0 | 0 | 0 | 1113.4907 | 4358.6518 | 4467.6184 | 4579.3085 | 4693.7912 | 4811.136 | 4931.4147 | 5054.6997 | 5181.0672 | 5310.5939 | 5443.3591 | 5579.4427 | 5718.9288 | 5861.902 | 6008.45 | 6158.6608 | 6312.6273 | 6470.443 | 6632.2046 | 6798.0092 | 5143.3752 | 0 | 0 | 0 | 0 | 0 | 0 | 0 | 0 | 0 | 0 | 0 | 0 | 0 | 0 | 0 | 0 | 0
20 | CCCT 170 | 2032 | 12 | 2550 | 5.8 | 30 | 0.084932 | 2.5% | 22622.6308 |  | 0 | 0 | 0 | 0 | 0 | 0 | 0 | 0 | 0 | 0 | 0 | 0 | 0 | 0 | 0 | 0 | 0 | 0 | 0 | 0 | 376.7871 | 7803.5168 | 5527.4986 | 5725.2145 | 6933.5004 | 5337.5434 | 5520.0426 | 5711.8768 | 5912.6442 | 6159.897 | 6428.3222 | 6715.5071 | 6992.8338 | 7418.8451 | 7815.6713 | 8262.5525 | 8676.6962 | 9368.5311 | 9584.5728 | 7183.7539 | 7417.668 | 7690.2551 | 7955.9163 | 8230.6858 | 8506.5817 | 8825.803 | 9138.899 | 9480.5136 | 9797.2098 | 10145.1661 | 9485.9167 | 0 | 0 | 0 | 0 | 0
| Fixed O&M ($000) | [9 empty] | 0 | 0 | 0 | 0 | 0 | 0 | 0 | 0 | 0 | 0 | 0 | 0 | 0 | 0 | 0 | 0 | 0 | 0 | 0 | 0 | 354.8839 | 4282.9337 | 4390.0071 | 4499.7572 | 4612.2512 | 4727.5575 | 4845.7464 | 4966.89 | 5091.0623 | 5218.3389 | 5348.7973 | 5482.5173 | 5619.5802 | 5760.0697 | 5904.0714 | 6051.6732 | 6202.9651 | 6358.0392 | 6516.9902 | 6679.9149 | 6846.9128 | 7018.0856 | 7193.5377 | 7373.3762 | 7557.7106 | 7746.6534 | 7940.3197 | 8138.8277 | 8342.2984 | 8550.8558 | 8020.2342 | 0 | 0 | 0 | 0 | 0
| Production (GWh) | [9 empty] | 0 | 0 | 0 | 0 | 0 | 0 | 0 | 0 | 0 | 0 | 0 | 0 | 0 | 0 | 0 | 0 | 0 | 0 | 0 | 0 | 2.3046 | 361.3977 | 113.9187 | 119.735 | 221.2692 | 56.7277 | 61.179 | 65.9441 | 70.9504 | 79.3281 | 88.7337 | 98.8762 | 107.4383 | 126.6112 | 142.35 | 160.6208 | 175.3337 | 208.174 | 206.9481 | 33.1614 | 36.6494 | 42.1087 | 46.5951 | 51.1191 | 55.1987 | 61.2463 | 66.3653 | 72.4772 | 76.6766 | 81.9739 | 73.5222 | 0 | 0 | 0 | 0 | 0
| Variable O&M ($000) | [9 empty] | 0 | 0 | 0 | 0 | 0 | 0 | 0 | 0 | 0 | 0 | 0 | 0 | 0 | 0 | 0 | 0 | 0 | 0 | 0 | 0 | 21.9032 | 3520.5831 | 1137.4915 | 1225.4572 | 2321.2493 | 609.986 | 674.2962 | 744.9868 | 821.5819 | 941.5582 | 1079.5248 | 1232.9899 | 1373.2536 | 1658.7754 | 1911.5999 | 2210.8793 | 2473.7311 | 3010.4919 | 3067.5826 | 503.839 | 570.7552 | 672.1695 | 762.3785 | 857.3096 | 948.8711 | 1079.1496 | 1198.5793 | 1341.6859 | 1454.9114 | 1594.3102 | 1465.6825 | 0 | 0 | 0 | 0 | 0
| Total | [6 empty] | CCGT |  |  | 0 | 0 | 0 | 0 | 0 | 0 | 0 | 0 | 0 | 0 | 0 | 0 | 0 | 0 | 0 | 0 | 0 | 0 | 0 | 0 | 376.7871 | 7803.5168 | 5527.4986 | 5725.2145 | 6933.5004 | 5337.5434 | 5520.0426 | 5711.8768 | 5912.6442 | 6159.897 | 6428.3222 | 6715.5071 | 6992.8338 | 7418.8451 | 7815.6713 | 8262.5525 | 8676.6962 | 9368.5311 | 9584.5728 | 7183.7539 | 7417.668 | 7690.2551 | 7955.9163 | 8230.6858 | 8506.5817 | 8825.803 | 9138.899 | 9480.5136 | 9797.2098 | 10145.1661 | 9485.9167 | 0 | 0 | 0 | 0 | 0
21 | Holyrood Refurbishment4 | 2032 | 12 | 0 | 0 | 4 | 0.084932 | 2.5% | 0 |  | 0 | 0 | 0 | 0 | 0 | 0 | 0 | 0 | 0 | 0 | 0 | 0 | 0 | 0 | 0 | 0 | 0 | 0 | 0 | 0 | 0 | 0 | 0 | 0 | 0 | 0 | 0 | 0 | 0 | 0 | 0 | 0 | 0 | 0 | 0 | 0 | 0 | 0 | 0 | 0 | 0 | 0 | 0 | 0 | 0 | 0 | 0 | 0 | 0 | 0 | 0 | 0 | 0 | 0 | 0 | 0
| Fixed O&M ($000) | [9 empty] | 0 | 0 | 0 | 0 | 0 | 0 | 0 | 0 | 0 | 0 | 0 | 0 | 0 | 0 | 0 | 0 | 0 | 0 | 0 | 0 | 0 | 0 | 0 | 0 | 0 | 0 | 0 | 0 | 0 | 0 | 0 | 0 | 0 | 0 | 0 | 0 | 0 | 0 | 0 | 0 | 0 | 0 | 0 | 0 | 0 | 0 | 0 | 0 | 0 | 0 | 0 | 0 | 0 | 0 | 0 | 0
| Production (GWh) | [9 empty] | 0 | 0 | 0 | 0 | 0 | 0 | 0 | 0 | 0 | 0 | 0 | 0 | 0 | 0 | 0 | 0 | 0 | 0 | 0 | 0 | 0 | 0 | 0 | 0 | 0 | 0 | 0 | 0 | 0 | 0 | 0 | 0 | 0 | 0 | 0 | 0 | 0 | 0 | 0 | 0 | 0 | 0 | 0 | 0 | 0 | 0 | 0 | 0 | 0 | 0 | 0 | 0 | 0 | 0 | 0 | 0
| Variable O&M ($000) | [9 empty] | 0 | 0 | 0 | 0 | 0 | 0 | 0 | 0 | 0 | 0 | 0 | 0 | 0 | 0 | 0 | 0 | 0 | 0 | 0 | 0 | 0 | 0 | 0 | 0 | 0 | 0 | 0 | 0 | 0 | 0 | 0 | 0 | 0 | 0 | 0 | 0 | 0 | 0 | 0 | 0 | 0 | 0 | 0 | 0 | 0 | 0 | 0 | 0 | 0 | 0 | 0 | 0 | 0 | 0 | 0 | 0
| Total | [6 empty] | HRD |  |  | 0 | 0 | 0 | 0 | 0 | 0 | 0 | 0 | 0 | 0 | 0 | 0 | 0 | 0 | 0 | 0 | 0 | 0 | 0 | 0 | 0 | 0 | 0 | 0 | 0 | 0 | 0 | 0 | 0 | 0 | 0 | 0 | 0 | 0 | 0 | 0 | 0 | 0 | 0 | 0 | 0 | 0 | 0 | 0 | 0 | 0 | 0 | 0 | 0 | 0 | 0 | 0 | 0 | 0 | 0 | 0
22 | CCCT 170 G1 | 2033 | 12 | 2550 | 5.8 | 30 | 0.084932 | 2.5% | 45064.6948 |  | 0 | 0 | 0 | 0 | 0 | 0 | 0 | 0 | 0 | 0 | 0 | 0 | 0 | 0 | 0 | 0 | 0 | 0 | 0 | 0 | 0 | 1265.9117 | 12983.3849 | 13514.5297 | 15322.5812 | 11093.8742 | 11837.8673 | 12607.5506 | 13370.289 | 14247.0786 | 15098.0682 | 15993.7968 | 16917.5578 | 17818.6427 | 18754.8444 | 19686.7036 | 20653.9059 | 21473.2867 | 21065.4529 | 10747.7387 | 11360.6794 | 12212.2156 | 12989.1717 | 13796.149 | 14575.1051 | 15620.7534 | 16587.1995 | 17569.1911 | 18483.4244 | 19499.0873 | 18931.7116 | 9808.9361 | 0 | 0 | 0 | 0
| Fixed O&M ($000) | [9 empty] | 0 | 0 | 0 | 0 | 0 | 0 | 0 | 0 | 0 | 0 | 0 | 0 | 0 | 0 | 0 | 0 | 0 | 0 | 0 | 0 | 0 | 363.756 | 4390.0071 | 4499.7572 | 4612.2512 | 4727.5575 | 4845.7464 | 4966.89 | 5091.0623 | 5218.3389 | 5348.7973 | 5482.5173 | 5619.5802 | 5760.0697 | 5904.0714 | 6051.6732 | 6202.9651 | 6358.0392 | 6516.9902 | 6679.9149 | 6846.9128 | 7018.0856 | 7193.5377 | 7373.3762 | 7557.7106 | 7746.6534 | 7940.3197 | 8138.8277 | 8342.2984 | 8550.8558 | 8764.6272 | 8220.7401 | 0 | 0 | 0 | 0
| Production (GWh) | [9 empty] | 0 | 0 | 0 | 0 | 0 | 0 | 0 | 0 | 0 | 0 | 0 | 0 | 0 | 0 | 0 | 0 | 0 | 0 | 0 | 0 | 0 | 92.6088 | 860.6189 | 880.8011 | 1020.9444 | 592.0571 | 634.396 | 676.3298 | 714.9794 | 760.6888 | 801.361 | 842.9227 | 883.912 | 920.408 | 956.9513 | 990.5875 | 1024.2571 | 1045.2117 | 981.4818 | 267.7339 | 289.8388 | 325.3916 | 354.218 | 382.9732 | 408.2233 | 446.8883 | 478.7774 | 509.4232 | 534.4568 | 562.9199 | 510.0059 | 77.7247 | 0 | 0 | 0 | 0
| Variable O&M ($000) | [9 empty] | 0 | 0 | 0 | 0 | 0 | 0 | 0 | 0 | 0 | 0 | 0 | 0 | 0 | 0 | 0 | 0 | 0 | 0 | 0 | 0 | 0 | 902.1556 | 8593.3779 | 9014.7725 | 10710.33 | 6366.3168 | 6992.1209 | 7640.6605 | 8279.2267 | 9028.7398 | 9749.2709 | 10511.2795 | 11297.9776 | 12058.573 | 12850.773 | 13635.0304 | 14450.9408 | 15115.2475 | 14548.4628 | 4067.8238 | 4513.7666 | 5194.13 | 5795.634 | 6422.7728 | 7017.3945 | 7874.1 | 8646.8798 | 9430.3634 | 10141.126 | 10948.2314 | 10167.0844 | 1588.196 | 0 | 0 | 0 | 0
| Total | [6 empty] | CCGT |  |  | 0 | 0 | 0 | 0 | 0 | 0 | 0 | 0 | 0 | 0 | 0 | 0 | 0 | 0 | 0 | 0 | 0 | 0 | 0 | 0 | 0 | 1265.9117 | 12983.3849 | 13514.5297 | 15322.5812 | 11093.8742 | 11837.8673 | 12607.5506 | 13370.289 | 14247.0786 | 15098.0682 | 15993.7968 | 16917.5578 | 17818.6427 | 18754.8444 | 19686.7036 | 20653.9059 | 21473.2867 | 21065.4529 | 10747.7387 | 11360.6794 | 12212.2156 | 12989.1717 | 13796.149 | 14575.1051 | 15620.7534 | 16587.1995 | 17569.1911 | 18483.4244 | 19499.0873 | 18931.7116 | 9808.9361 | 0 | 0 | 0 | 0
23 | Wind 25MWx3 | 2035 | 10 | 2460 | 6.2 | 20 | 0.25205 | 2.5% | 20222.032 |  | 0 | 0 | 0 | 0 | 0 | 0 | 0 | 0 | 0 | 0 | 0 | 0 | 0 | 0 | 0 | 0 | 0 | 0 | 0 | 0 | 0 | 0 | 0 | 1889.7187 | 7397.1221 | 7582.0496 | 7771.6009 | 7965.8909 | 8165.0387 | 8369.1641 | 8578.3932 | 8792.853 | 9012.675 | 9237.9912 | 9468.941 | 9705.6645 | 9948.3068 | 10197.0138 | 10451.9391 | 10713.2376 | 10981.0693 | 11255.5953 | 11536.9852 | 8728.8854 | 0 | 0 | 0 | 0 | 0 | 0 | 0 | 0 | 0 | 0 | 0 | 0
| Fixed O&M ($000) | [9 empty] | 0 | 0 | 0 | 0 | 0 | 0 | 0 | 0 | 0 | 0 | 0 | 0 | 0 | 0 | 0 | 0 | 0 | 0 | 0 | 0 | 0 | 0 | 0 | 1094.1553 | 4449.4658 | 4560.7025 | 4674.72 | 4791.588 | 4911.3777 | 5034.1622 | 5160.0162 | 5289.0167 | 5421.2421 | 5556.7731 | 5695.6924 | 5838.0848 | 5984.0369 | 6133.6378 | 6286.9787 | 6444.1532 | 6605.257 | 6770.3885 | 6939.6482 | 5320.2385 | 0 | 0 | 0 | 0 | 0 | 0 | 0 | 0 | 0 | 0 | 0 | 0
| Production (GWh) | [9 empty] | 0 | 0 | 0 | 0 | 0 | 0 | 0 | 0 | 0 | 0 | 0 | 0 | 0 | 0 | 0 | 0 | 0 | 0 | 0 | 0 | 0 | 0 | 0 | 72.7167 | 262.8527 | 262.8526 | 262.8526 | 262.8526 | 262.8527 | 262.8526 | 262.8526 | 262.8526 | 262.8527 | 262.8526 | 262.8526 | 262.8526 | 262.8527 | 262.8526 | 262.8526 | 262.8526 | 262.8527 | 262.8526 | 262.8526 | 190.1359 | 0 | 0 | 0 | 0 | 0 | 0 | 0 | 0 | 0 | 0 | 0 | 0
| Variable O&M ($000) | [9 empty] | 0 | 0 | 0 | 0 | 0 | 0 | 0 | 0 | 0 | 0 | 0 | 0 | 0 | 0 | 0 | 0 | 0 | 0 | 0 | 0 | 0 | 0 | 0 | 795.5634 | 2947.6563 | 3021.3471 | 3096.8808 | 3174.3028 | 3253.661 | 3335.0019 | 3418.377 | 3503.8364 | 3591.4329 | 3681.2181 | 3773.2486 | 3867.5798 | 3964.27 | 4063.376 | 4164.9604 | 4269.0844 | 4375.8123 | 4485.2068 | 4597.337 | 3408.6469 | 0 | 0 | 0 | 0 | 0 | 0 | 0 | 0 | 0 | 0 | 0 | 0
| Total | [6 empty] | Wind |  |  | 0 | 0 | 0 | 0 | 0 | 0 | 0 | 0 | 0 | 0 | 0 | 0 | 0 | 0 | 0 | 0 | 0 | 0 | 0 | 0 | 0 | 0 | 0 | 1889.7187 | 7397.1221 | 7582.0496 | 7771.6009 | 7965.8909 | 8165.0387 | 8369.1641 | 8578.3932 | 8792.853 | 9012.675 | 9237.9912 | 9468.941 | 9705.6645 | 9948.3068 | 10197.0138 | 10451.9391 | 10713.2376 | 10981.0693 | 11255.5953 | 11536.9852 | 8728.8854 | 0 | 0 | 0 | 0 | 0 | 0 | 0 | 0 | 0 | 0 | 0 | 0
24 | 50MW CT | 2035 | 12 | 551 | 5.62 | 25 | 0.084932 | 2.5% | 3157.169 |  | 0 | 0 | 0 | 0 | 0 | 0 | 0 | 0 | 0 | 0 | 0 | 0 | 0 | 0 | 0 | 0 | 0 | 0 | 0 | 0 | 0 | 0 | 0 | 86.0472 | 1075.2259 | 1037.8981 | 1064.9482 | 1093.2747 | 1124.9032 | 1157.7935 | 1189.0076 | 1211.0257 | 1244.118 | 1279.9231 | 1316.6408 | 1353.0092 | 1374.767 | 1415.1103 | 1449.9179 | 1449.8063 | 1486.7808 | 1524.688 | 1560.7482 | 1598.326 | 1639.0075 | 1680.5235 | 1720.9474 | 1764.7999 | 1655.226 | 0 | 0 | 0 | 0 | 0 | 0 | 0
| Fixed O&M ($000) | [7 empty] | 3087.4452 |  | 0 | 0 | 0 | 0 | 0 | 0 | 0 | 0 | 0 | 0 | 0 | 0 | 0 | 0 | 0 | 0 | 0 | 0 | 0 | 0 | 0 | 0 | 0 | 82.5789 | 996.608 | 1021.5232 | 1047.0613 | 1073.2378 | 1100.0688 | 1127.5705 | 1155.7597 | 1184.6537 | 1214.2701 | 1244.6268 | 1275.7425 | 1307.6361 | 1340.327 | 1373.8351 | 1408.181 | 1443.3855 | 1479.4702 | 1516.4569 | 1554.3684 | 1593.2276 | 1633.0583 | 1673.8847 | 1715.7318 | 1758.6251 | 1649.494 | 0 | 0 | 0 | 0 | 0 | 0 | 0
| Production (GWh) | [9 empty] | 0 | 0 | 0 | 0 | 0 | 0 | 0 | 0 | 0 | 0 | 0 | 0 | 0 | 0 | 0 | 0 | 0 | 0 | 0 | 0 | 0 | 0 | 0 | 0.34972 | 7.7341 | 1.5716 | 1.6749 | 1.8304 | 2.2134 | 2.6279 | 2.8204 | 2.1826 | 2.41 | 2.7804 | 3.1431 | 3.4019 | 2.5192 | 2.9456 | 2.9059 | 0.43613 | 0.48447 | 0.53216 | 0.40241 | 0.31374 | 0.35717 | 0.38885 | 0.29803 | 0.34424 | 0.31176 | 0 | 0 | 0 | 0 | 0 | 0 | 0
| Variable O&M ($000) | [7 empty] | 69.7238 |  | 0 | 0 | 0 | 0 | 0 | 0 | 0 | 0 | 0 | 0 | 0 | 0 | 0 | 0 | 0 | 0 | 0 | 0 | 0 | 0 | 0 | 0 | 0 | 3.4683 | 78.6179 | 16.3749 | 17.8869 | 20.0369 | 24.8345 | 30.223 | 33.2479 | 26.372 | 29.848 | 35.2963 | 40.8983 | 45.3731 | 34.4401 | 41.2752 | 41.7369 | 6.4208 | 7.3106 | 8.2311 | 6.3799 | 5.0984 | 5.9492 | 6.6388 | 5.2156 | 6.1747 | 5.732 | 0 | 0 | 0 | 0 | 0 | 0 | 0
| Total | [6 empty] | NewGT | 3157.169 |  | 0 | 0 | 0 | 0 | 0 | 0 | 0 | 0 | 0 | 0 | 0 | 0 | 0 | 0 | 0 | 0 | 0 | 0 | 0 | 0 | 0 | 0 | 0 | 86.0472 | 1075.2259 | 1037.8981 | 1064.9482 | 1093.2747 | 1124.9032 | 1157.7935 | 1189.0076 | 1211.0257 | 1244.118 | 1279.9231 | 1316.6408 | 1353.0092 | 1374.767 | 1415.1103 | 1449.9179 | 1449.8063 | 1486.7808 | 1524.688 | 1560.7482 | 1598.326 | 1639.0075 | 1680.5235 | 1720.9474 | 1764.7999 | 1655.226 | 0 | 0 | 0 | 0 | 0 | 0 | 0
25 | CCCT 170 G2 | 2036 | 12 | 2550 | 5.8 | 30 | 0.084932 | 2.5% | 56960.3534 |  | 0 | 0 | 0 | 0 | 0 | 0 | 0 | 0 | 0 | 0 | 0 | 0 | 0 | 0 | 0 | 0 | 0 | 0 | 0 | 0 | 0 | 0 | 0 | 0 | 1652.2351 | 19044.1308 | 19601.4464 | 20174.7308 | 20798.9328 | 21311.6096 | 21884.0964 | 22447.7073 | 23058.4419 | 23584.1225 | 24173.7256 | 24778.0687 | 25452.2054 | 26032.4584 | 26683.2699 | 23201.6031 | 24168.4642 | 25045.4097 | 26014.515 | 27016.3894 | 28052.9924 | 28985.5991 | 30017.3199 | 31082.5062 | 32255.7618 | 33223.3746 | 33644.839 | 19816.9517 | 11201.7099 | 11656.1502 | 10956.6462 | 0
| Fixed O&M ($000) | [7 empty] | 15060.4363 |  | 0 | 0 | 0 | 0 | 0 | 0 | 0 | 0 | 0 | 0 | 0 | 0 | 0 | 0 | 0 | 0 | 0 | 0 | 0 | 0 | 0 | 0 | 0 | 0 | 391.7254 | 4727.5575 | 4845.7464 | 4966.89 | 5091.0623 | 5218.3389 | 5348.7973 | 5482.5173 | 5619.5802 | 5760.0697 | 5904.0714 | 6051.6732 | 6202.9651 | 6358.0392 | 6516.9902 | 6679.9149 | 6846.9128 | 7018.0856 | 7193.5377 | 7373.3762 | 7557.7106 | 7746.6534 | 7940.3197 | 8138.8277 | 8342.2984 | 8550.8558 | 8764.6272 | 8983.7429 | 9208.3365 | 9438.5449 | 8852.8379 | 0
| Production (GWh) | [9 empty] | 0 | 0 | 0 | 0 | 0 | 0 | 0 | 0 | 0 | 0 | 0 | 0 | 0 | 0 | 0 | 0 | 0 | 0 | 0 | 0 | 0 | 0 | 0 | 0 | 120.156 | 1331.4181 | 1338.7865 | 1346.1554 | 1356.504 | 1355.8893 | 1359.1522 | 1360.4761 | 1364.3521 | 1360.4761 | 1360.4761 | 1360.4761 | 1364.3521 | 1360.4761 | 1360.4761 | 1087.4159 | 1112.2545 | 1129.3402 | 1150.3019 | 1171.2616 | 1192.2733 | 1205.3995 | 1222.4026 | 1239.4054 | 1260.2855 | 1268.5748 | 1248.0524 | 530.1661 | 95.1743 | 103.2979 | 95.6069 | 0
| Variable O&M ($000) | [7 empty] | 41899.9171 |  | 0 | 0 | 0 | 0 | 0 | 0 | 0 | 0 | 0 | 0 | 0 | 0 | 0 | 0 | 0 | 0 | 0 | 0 | 0 | 0 | 0 | 0 | 0 | 0 | 1260.5097 | 14316.5733 | 14755.7 | 15207.8407 | 15707.8705 | 16093.2707 | 16535.2991 | 16965.1901 | 17438.8617 | 17824.0528 | 18269.6541 | 18726.3955 | 19249.2404 | 19674.4192 | 20166.2797 | 16521.6881 | 17321.5514 | 18027.3241 | 18820.9772 | 19643.0132 | 20495.2818 | 21238.9458 | 22077.0002 | 22943.6786 | 23913.4634 | 24672.5188 | 24880.2117 | 10833.2088 | 1993.3734 | 2217.6053 | 2103.8082 | 0
| Total | [6 empty] | CCGT | 56960.3534 |  | 0 | 0 | 0 | 0 | 0 | 0 | 0 | 0 | 0 | 0 | 0 | 0 | 0 | 0 | 0 | 0 | 0 | 0 | 0 | 0 | 0 | 0 | 0 | 0 | 1652.2351 | 19044.1308 | 19601.4464 | 20174.7308 | 20798.9328 | 21311.6096 | 21884.0964 | 22447.7073 | 23058.4419 | 23584.1225 | 24173.7256 | 24778.0687 | 25452.2054 | 26032.4584 | 26683.2699 | 23201.6031 | 24168.4642 | 25045.4097 | 26014.515 | 27016.3894 | 28052.9924 | 28985.5991 | 30017.3199 | 31082.5062 | 32255.7618 | 33223.3746 | 33644.839 | 19816.9517 | 11201.7099 | 11656.1502 | 10956.6462 | 0
26 | Wind 25MWx2 | 2040 | 10 | 1640 | 6.2 | 20 | 0.25205 | 2.5% | 10875.1179 |  | 0 | 0 | 0 | 0 | 0 | 0 | 0 | 0 | 0 | 0 | 0 | 0 | 0 | 0 | 0 | 0 | 0 | 0 | 0 | 0 | 0 | 0 | 0 | 0 | 0 | 0 | 0 | 0 | 1425.3622 | 5579.4427 | 5718.9288 | 5861.902 | 6008.45 | 6158.6608 | 6312.6273 | 6470.443 | 6632.2046 | 6798.0092 | 6967.9594 | 7142.1584 | 7320.7129 | 7503.7302 | 7691.3234 | 7883.6065 | 8080.6973 | 8282.7141 | 8489.782 | 8702.0265 | 6583.9559 | 0 | 0 | 0 | 0 | 0 | 0 | 0
| Fixed O&M ($000) | [9 empty] | 0 | 0 | 0 | 0 | 0 | 0 | 0 | 0 | 0 | 0 | 0 | 0 | 0 | 0 | 0 | 0 | 0 | 0 | 0 | 0 | 0 | 0 | 0 | 0 | 0 | 0 | 0 | 0 | 825.2909 | 3356.1081 | 3440.0108 | 3526.0111 | 3614.1614 | 3704.5154 | 3797.1283 | 3892.0565 | 3989.3579 | 4089.0919 | 4191.3192 | 4296.1021 | 4403.5047 | 4513.5923 | 4626.4321 | 4742.0929 | 4860.6452 | 4982.1614 | 5106.7154 | 5234.3833 | 4012.9077 | 0 | 0 | 0 | 0 | 0 | 0 | 0
| Production (GWh) | [9 empty] | 0 | 0 | 0 | 0 | 0 | 0 | 0 | 0 | 0 | 0 | 0 | 0 | 0 | 0 | 0 | 0 | 0 | 0 | 0 | 0 | 0 | 0 | 0 | 0 | 0 | 0 | 0 | 0 | 48.4778 | 175.2351 | 175.2351 | 175.2351 | 175.2351 | 175.2351 | 175.2351 | 175.2351 | 175.2351 | 175.2351 | 175.2351 | 175.2351 | 175.2351 | 175.2351 | 175.2351 | 175.2351 | 175.2351 | 175.2351 | 175.2351 | 175.2351 | 126.7573 | 0 | 0 | 0 | 0 | 0 | 0 | 0
| Variable O&M ($000) | [9 empty] | 0 | 0 | 0 | 0 | 0 | 0 | 0 | 0 | 0 | 0 | 0 | 0 | 0 | 0 | 0 | 0 | 0 | 0 | 0 | 0 | 0 | 0 | 0 | 0 | 0 | 0 | 0 | 0 | 600.0713 | 2223.3346 | 2278.918 | 2335.8909 | 2394.2886 | 2454.1454 | 2515.499 | 2578.3865 | 2642.8466 | 2708.9173 | 2776.6403 | 2846.0563 | 2917.2082 | 2990.1379 | 3064.8913 | 3141.5136 | 3220.052 | 3300.5527 | 3383.0665 | 3467.6432 | 2571.0482 | 0 | 0 | 0 | 0 | 0 | 0 | 0
| Total | [6 empty] | Wind |  |  | 0 | 0 | 0 | 0 | 0 | 0 | 0 | 0 | 0 | 0 | 0 | 0 | 0 | 0 | 0 | 0 | 0 | 0 | 0 | 0 | 0 | 0 | 0 | 0 | 0 | 0 | 0 | 0 | 1425.3622 | 5579.4427 | 5718.9288 | 5861.902 | 6008.45 | 6158.6608 | 6312.6273 | 6470.443 | 6632.2046 | 6798.0092 | 6967.9594 | 7142.1584 | 7320.7129 | 7503.7302 | 7691.3234 | 7883.6065 | 8080.6973 | 8282.7141 | 8489.782 | 8702.0265 | 6583.9559 | 0 | 0 | 0 | 0 | 0 | 0 | 0
27 | 50MW CT | 2040 | 12 | 551 | 5.62 | 25 | 0.084932 | 2.5% | 2550.2551 |  | 0 | 0 | 0 | 0 | 0 | 0 | 0 | 0 | 0 | 0 | 0 | 0 | 0 | 0 | 0 | 0 | 0 | 0 | 0 | 0 | 0 | 0 | 0 | 0 | 0 | 0 | 0 | 0 | 96.6208 | 1157.0004 | 1194.588 | 1224.4224 | 1259.4406 | 1298.2938 | 1338.0487 | 1376.7947 | 1393.8362 | 1437.8597 | 1473.2091 | 1453.0202 | 1490.6072 | 1529.4936 | 1563.9729 | 1600.9991 | 1642.0823 | 1684.0055 | 1723.7534 | 1768.0837 | 1812.8222 | 1855.801 | 1902.4809 | 1947.8617 | 1997.0305 | 1873.1066 | 0 | 0
| Fixed O&M ($000) | [7 empty] | 2490.5754 |  | 0 | 0 | 0 | 0 | 0 | 0 | 0 | 0 | 0 | 0 | 0 | 0 | 0 | 0 | 0 | 0 | 0 | 0 | 0 | 0 | 0 | 0 | 0 | 0 | 0 | 0 | 0 | 0 | 93.4305 | 1127.5705 | 1155.7597 | 1184.6537 | 1214.2701 | 1244.6268 | 1275.7425 | 1307.6361 | 1340.327 | 1373.8351 | 1408.181 | 1443.3855 | 1479.4702 | 1516.4569 | 1554.3684 | 1593.2276 | 1633.0583 | 1673.8847 | 1715.7318 | 1758.6251 | 1802.5907 | 1847.6555 | 1893.8469 | 1941.1931 | 1989.7229 | 1866.2511 | 0 | 0
| Production (GWh) | [9 empty] | 0 | 0 | 0 | 0 | 0 | 0 | 0 | 0 | 0 | 0 | 0 | 0 | 0 | 0 | 0 | 0 | 0 | 0 | 0 | 0 | 0 | 0 | 0 | 0 | 0 | 0 | 0 | 0 | 0.28433 | 2.5589 | 3.2938 | 3.2913 | 3.6472 | 4.2275 | 4.7883 | 5.1853 | 3.9141 | 4.5691 | 4.5275 | 0.65444 | 0.73804 | 0.84285 | 0.60581 | 0.47824 | 0.54177 | 0.59279 | 0.45838 | 0.52731 | 0.55649 | 0.43223 | 0.44697 | 0.33681 | 0.36008 | 0.32957 | 0 | 0
| Variable O&M ($000) | [7 empty] | 59.6797 |  | 0 | 0 | 0 | 0 | 0 | 0 | 0 | 0 | 0 | 0 | 0 | 0 | 0 | 0 | 0 | 0 | 0 | 0 | 0 | 0 | 0 | 0 | 0 | 0 | 0 | 0 | 0 | 0 | 3.1903 | 29.43 | 38.8283 | 39.7687 | 45.1705 | 53.667 | 62.3062 | 69.1587 | 53.5092 | 64.0246 | 65.0281 | 9.6346 | 11.137 | 13.0366 | 9.6045 | 7.7715 | 9.0241 | 10.1208 | 8.0216 | 9.4586 | 10.2315 | 8.1455 | 8.634 | 6.6686 | 7.3076 | 6.8556 | 0 | 0
| Total | [6 empty] | NewGT | 2550.2551 |  | 0 | 0 | 0 | 0 | 0 | 0 | 0 | 0 | 0 | 0 | 0 | 0 | 0 | 0 | 0 | 0 | 0 | 0 | 0 | 0 | 0 | 0 | 0 | 0 | 0 | 0 | 0 | 0 | 96.6208 | 1157.0004 | 1194.588 | 1224.4224 | 1259.4406 | 1298.2938 | 1338.0487 | 1376.7947 | 1393.8362 | 1437.8597 | 1473.2091 | 1453.0202 | 1490.6072 | 1529.4936 | 1563.9729 | 1600.9991 | 1642.0823 | 1684.0055 | 1723.7534 | 1768.0837 | 1812.8222 | 1855.801 | 1902.4809 | 1947.8617 | 1997.0305 | 1873.1066 | 0 | 0
28 | 50MW CT | 2042 | 12 | 551 | 5.62 | 25 | 0.084932 | 2.5% | 2354.9083 |  | 0 | 0 | 0 | 0 | 0 | 0 | 0 | 0 | 0 | 0 | 0 | 0 | 0 | 0 | 0 | 0 | 0 | 0 | 0 | 0 | 0 | 0 | 0 | 0 | 0 | 0 | 0 | 0 | 0 | 0 | 101.4409 | 1229.8668 | 1265.423 | 1315.3804 | 1361.1712 | 1403.2758 | 1420.4134 | 1469.2958 | 1503.973 | 1457.7882 | 1495.889 | 1534.8793 | 1569.7096 | 1605.3958 | 1646.6819 | 1689.2186 | 1727.8467 | 1772.8443 | 1817.8872 | 1860.0196 | 1906.9317 | 1951.2598 | 2000.7052 | 2051.5548 | 2099.9695 | 1969.4509
| Fixed O&M ($000) | [9 empty] | 0 | 0 | 0 | 0 | 0 | 0 | 0 | 0 | 0 | 0 | 0 | 0 | 0 | 0 | 0 | 0 | 0 | 0 | 0 | 0 | 0 | 0 | 0 | 0 | 0 | 0 | 0 | 0 | 0 | 0 | 98.1604 | 1184.6537 | 1214.2701 | 1244.6268 | 1275.7425 | 1307.6361 | 1340.327 | 1373.8351 | 1408.181 | 1443.3855 | 1479.4702 | 1516.4569 | 1554.3684 | 1593.2276 | 1633.0583 | 1673.8847 | 1715.7318 | 1758.6251 | 1802.5907 | 1847.6555 | 1893.8469 | 1941.1931 | 1989.7229 | 2039.466 | 2090.4526 | 1960.73
| Production (GWh) | [9 empty] | 0 | 0 | 0 | 0 | 0 | 0 | 0 | 0 | 0 | 0 | 0 | 0 | 0 | 0 | 0 | 0 | 0 | 0 | 0 | 0 | 0 | 0 | 0 | 0 | 0 | 0 | 0 | 0 | 0 | 0 | 0.27828 | 3.7419 | 4.1302 | 5.5735 | 6.5653 | 7.1708 | 5.8582 | 6.8125 | 6.6694 | 0.97831 | 1.0881 | 1.1911 | 0.96766 | 0.7488 | 0.81792 | 0.89813 | 0.69228 | 0.79271 | 0.83197 | 0.65608 | 0.67739 | 0.50843 | 0.54115 | 0.58115 | 0.44634 | 0.39903
| Variable O&M ($000) | [9 empty] | 0 | 0 | 0 | 0 | 0 | 0 | 0 | 0 | 0 | 0 | 0 | 0 | 0 | 0 | 0 | 0 | 0 | 0 | 0 | 0 | 0 | 0 | 0 | 0 | 0 | 0 | 0 | 0 | 0 | 0 | 3.2805 | 45.2131 | 51.1529 | 70.7536 | 85.4287 | 95.6398 | 80.0865 | 95.4607 | 95.792 | 14.4027 | 16.4188 | 18.4224 | 15.3413 | 12.1682 | 13.6237 | 15.3339 | 12.1149 | 14.2192 | 15.2964 | 12.3641 | 13.0848 | 10.0667 | 10.9823 | 12.0889 | 9.5169 | 8.7208
| Total | [6 empty] | NewGT |  |  | 0 | 0 | 0 | 0 | 0 | 0 | 0 | 0 | 0 | 0 | 0 | 0 | 0 | 0 | 0 | 0 | 0 | 0 | 0 | 0 | 0 | 0 | 0 | 0 | 0 | 0 | 0 | 0 | 0 | 0 | 101.4409 | 1229.8668 | 1265.423 | 1315.3804 | 1361.1712 | 1403.2758 | 1420.4134 | 1469.2958 | 1503.973 | 1457.7882 | 1495.889 | 1534.8793 | 1569.7096 | 1605.3958 | 1646.6819 | 1689.2186 | 1727.8467 | 1772.8443 | 1817.8872 | 1860.0196 | 1906.9317 | 1951.2598 | 2000.7052 | 2051.5548 | 2099.9695 | 1969.4509
29 | Wind 25MWx2 | 2045 | 10 | 1640 | 6.2 | 20 | 0.25205 | 2.5% | 8772.7229 |  | 0 | 0 | 0 | 0 | 0 | 0 | 0 | 0 | 0 | 0 | 0 | 0 | 0 | 0 | 0 | 0 | 0 | 0 | 0 | 0 | 0 | 0 | 0 | 0 | 0 | 0 | 0 | 0 | 0 | 0 | 0 | 0 | 0 | 1612.6665 | 6312.6273 | 6470.443 | 6632.2046 | 6798.0092 | 6967.9594 | 7142.1584 | 7320.7129 | 7503.7302 | 7691.3234 | 7883.6065 | 8080.6973 | 8282.7141 | 8489.782 | 8702.0265 | 8919.5778 | 9142.5666 | 9371.1308 | 9605.409 | 9845.5449 | 7449.1409 | 0 | 0
| Fixed O&M ($000) | [9 empty] | 0 | 0 | 0 | 0 | 0 | 0 | 0 | 0 | 0 | 0 | 0 | 0 | 0 | 0 | 0 | 0 | 0 | 0 | 0 | 0 | 0 | 0 | 0 | 0 | 0 | 0 | 0 | 0 | 0 | 0 | 0 | 0 | 0 | 933.7409 | 3797.1283 | 3892.0565 | 3989.3579 | 4089.0919 | 4191.3192 | 4296.1021 | 4403.5047 | 4513.5923 | 4626.4321 | 4742.0929 | 4860.6452 | 4982.1614 | 5106.7154 | 5234.3833 | 5365.2429 | 5499.374 | 5636.8583 | 5777.7798 | 5922.2243 | 4540.2367 | 0 | 0
| Production (GWh) | [9 empty] | 0 | 0 | 0 | 0 | 0 | 0 | 0 | 0 | 0 | 0 | 0 | 0 | 0 | 0 | 0 | 0 | 0 | 0 | 0 | 0 | 0 | 0 | 0 | 0 | 0 | 0 | 0 | 0 | 0 | 0 | 0 | 0 | 0 | 48.4778 | 175.2351 | 175.2351 | 175.2351 | 175.2351 | 175.2351 | 175.2351 | 175.2351 | 175.2351 | 175.2351 | 175.2351 | 175.2351 | 175.2351 | 175.2351 | 175.2351 | 175.2351 | 175.2351 | 175.2351 | 175.2351 | 175.2351 | 126.7573 | 0 | 0
| Variable O&M ($000) | [9 empty] | 0 | 0 | 0 | 0 | 0 | 0 | 0 | 0 | 0 | 0 | 0 | 0 | 0 | 0 | 0 | 0 | 0 | 0 | 0 | 0 | 0 | 0 | 0 | 0 | 0 | 0 | 0 | 0 | 0 | 0 | 0 | 0 | 0 | 678.9256 | 2515.499 | 2578.3865 | 2642.8466 | 2708.9173 | 2776.6403 | 2846.0563 | 2917.2082 | 2990.1379 | 3064.8913 | 3141.5136 | 3220.052 | 3300.5527 | 3383.0665 | 3467.6432 | 3554.3349 | 3643.1927 | 3734.2725 | 3827.6293 | 3923.3207 | 2908.9041 | 0 | 0
| Total | [6 empty] | Wind |  |  | 0 | 0 | 0 | 0 | 0 | 0 | 0 | 0 | 0 | 0 | 0 | 0 | 0 | 0 | 0 | 0 | 0 | 0 | 0 | 0 | 0 | 0 | 0 | 0 | 0 | 0 | 0 | 0 | 0 | 0 | 0 | 0 | 0 | 1612.6665 | 6312.6273 | 6470.443 | 6632.2046 | 6798.0092 | 6967.9594 | 7142.1584 | 7320.7129 | 7503.7302 | 7691.3234 | 7883.6065 | 8080.6973 | 8282.7141 | 8489.782 | 8702.0265 | 8919.5778 | 9142.5666 | 9371.1308 | 9605.409 | 9845.5449 | 7449.1409 | 0 | 0
30 | 50MW CT | 2047 | 12 | 551 | 5.62 | 25 | 0.084932 | 2.5% | 1670.5483 |  | 0 | 0 | 0 | 0 | 0 | 0 | 0 | 0 | 0 | 0 | 0 | 0 | 0 | 0 | 0 | 0 | 0 | 0 | 0 | 0 | 0 | 0 | 0 | 0 | 0 | 0 | 0 | 0 | 0 | 0 | 0 | 0 | 0 | 0 | 0 | 127.6358 | 1456.9535 | 1523.2908 | 1561.0486 | 1468.8293 | 1508.399 | 1544.7767 | 1575.3467 | 1611.5673 | 1653.6534 | 1696.3951 | 1733.9669 | 1780.2995 | 1825.0053 | 1866.6387 | 1913.3558 | 1956.3506 | 2006.5202 | 2057.3158 | 2104.6812 | 2159.0789
| Fixed O&M ($000) | [9 empty] | 0 | 0 | 0 | 0 | 0 | 0 | 0 | 0 | 0 | 0 | 0 | 0 | 0 | 0 | 0 | 0 | 0 | 0 | 0 | 0 | 0 | 0 | 0 | 0 | 0 | 0 | 0 | 0 | 0 | 0 | 0 | 0 | 0 | 0 | 0 | 111.0595 | 1340.327 | 1373.8351 | 1408.181 | 1443.3855 | 1479.4702 | 1516.4569 | 1554.3684 | 1593.2276 | 1633.0583 | 1673.8847 | 1715.7318 | 1758.6251 | 1802.5907 | 1847.6555 | 1893.8469 | 1941.1931 | 1989.7229 | 2039.466 | 2090.4526 | 2142.7139
| Production (GWh) | [9 empty] | 0 | 0 | 0 | 0 | 0 | 0 | 0 | 0 | 0 | 0 | 0 | 0 | 0 | 0 | 0 | 0 | 0 | 0 | 0 | 0 | 0 | 0 | 0 | 0 | 0 | 0 | 0 | 0 | 0 | 0 | 0 | 0 | 0 | 0 | 0 | 1.2428 | 8.531 | 10.6658 | 10.6432 | 1.7283 | 1.9171 | 1.8309 | 1.3232 | 1.1286 | 1.2365 | 1.3185 | 1.042 | 1.2083 | 1.2191 | 1.0073 | 1.01 | 0.76555 | 0.82768 | 0.85809 | 0.66732 | 0.7488
| Variable O&M ($000) | [9 empty] | 0 | 0 | 0 | 0 | 0 | 0 | 0 | 0 | 0 | 0 | 0 | 0 | 0 | 0 | 0 | 0 | 0 | 0 | 0 | 0 | 0 | 0 | 0 | 0 | 0 | 0 | 0 | 0 | 0 | 0 | 0 | 0 | 0 | 0 | 0 | 16.5763 | 116.6265 | 149.4557 | 152.8676 | 25.4438 | 28.9288 | 28.3198 | 20.9783 | 18.3398 | 20.5951 | 22.5104 | 18.235 | 21.6744 | 22.4146 | 18.9832 | 19.5089 | 15.1576 | 16.7973 | 17.8498 | 14.2285 | 16.365
| Total | [6 empty] | NewGT |  |  | 0 | 0 | 0 | 0 | 0 | 0 | 0 | 0 | 0 | 0 | 0 | 0 | 0 | 0 | 0 | 0 | 0 | 0 | 0 | 0 | 0 | 0 | 0 | 0 | 0 | 0 | 0 | 0 | 0 | 0 | 0 | 0 | 0 | 0 | 0 | 127.6358 | 1456.9535 | 1523.2908 | 1561.0486 | 1468.8293 | 1508.399 | 1544.7767 | 1575.3467 | 1611.5673 | 1653.6534 | 1696.3951 | 1733.9669 | 1780.2995 | 1825.0053 | 1866.6387 | 1913.3558 | 1956.3506 | 2006.5202 | 2057.3158 | 2104.6812 | 2159.0789
31 | Wind 27MWx2 | 2048 | 10 | 1770 | 6.2 | 20 | 0.25205 | 2.5% | 8129.1578 |  | 0 | 0 | 0 | 0 | 0 | 0 | 0 | 0 | 0 | 0 | 0 | 0 | 0 | 0 | 0 | 0 | 0 | 0 | 0 | 0 | 0 | 0 | 0 | 0 | 0 | 0 | 0 | 0 | 0 | 0 | 0 | 0 | 0 | 0 | 0 | 0 | 1874.797 | 7338.6106 | 7522.0759 | 7710.1278 | 7902.8807 | 8100.453 | 8302.9643 | 8510.5384 | 8723.3016 | 8941.3844 | 9164.919 | 9394.042 | 9628.8927 | 9869.6154 | 10116.3558 | 10369.2647 | 10628.4959 | 10894.2087 | 11166.5639 | 11445.728
| Fixed O&M ($000) | [9 empty] | 0 | 0 | 0 | 0 | 0 | 0 | 0 | 0 | 0 | 0 | 0 | 0 | 0 | 0 | 0 | 0 | 0 | 0 | 0 | 0 | 0 | 0 | 0 | 0 | 0 | 0 | 0 | 0 | 0 | 0 | 0 | 0 | 0 | 0 | 0 | 0 | 1085.244 | 4413.2272 | 4523.5579 | 4636.6468 | 4752.563 | 4871.3771 | 4993.1615 | 5117.9905 | 5245.9403 | 5377.0888 | 5511.516 | 5649.3039 | 5790.5365 | 5935.2999 | 6083.6824 | 6235.7745 | 6391.6689 | 6551.4606 | 6715.2471 | 6883.1283
| Production (GWh) | [9 empty] | 0 | 0 | 0 | 0 | 0 | 0 | 0 | 0 | 0 | 0 | 0 | 0 | 0 | 0 | 0 | 0 | 0 | 0 | 0 | 0 | 0 | 0 | 0 | 0 | 0 | 0 | 0 | 0 | 0 | 0 | 0 | 0 | 0 | 0 | 0 | 0 | 52.3517 | 189.2379 | 189.2379 | 189.2379 | 189.2379 | 189.2379 | 189.2379 | 189.2379 | 189.2379 | 189.2379 | 189.2379 | 189.2379 | 189.2379 | 189.2379 | 189.2379 | 189.2379 | 189.2379 | 189.2379 | 189.2379 | 189.2379
| Variable O&M ($000) | [9 empty] | 0 | 0 | 0 | 0 | 0 | 0 | 0 | 0 | 0 | 0 | 0 | 0 | 0 | 0 | 0 | 0 | 0 | 0 | 0 | 0 | 0 | 0 | 0 | 0 | 0 | 0 | 0 | 0 | 0 | 0 | 0 | 0 | 0 | 0 | 0 | 0 | 789.553 | 2925.3834 | 2998.518 | 3073.4809 | 3150.3177 | 3229.0759 | 3309.8028 | 3392.5479 | 3477.3613 | 3564.2956 | 3653.403 | 3744.7381 | 3838.3562 | 3934.3154 | 4032.6733 | 4133.4902 | 4236.8271 | 4342.7481 | 4451.3168 | 4562.5997
| Total | [6 empty] | Wind |  |  | 0 | 0 | 0 | 0 | 0 | 0 | 0 | 0 | 0 | 0 | 0 | 0 | 0 | 0 | 0 | 0 | 0 | 0 | 0 | 0 | 0 | 0 | 0 | 0 | 0 | 0 | 0 | 0 | 0 | 0 | 0 | 0 | 0 | 0 | 0 | 0 | 1874.797 | 7338.6106 | 7522.0759 | 7710.1278 | 7902.8807 | 8100.453 | 8302.9643 | 8510.5384 | 8723.3016 | 8941.3844 | 9164.919 | 9394.042 | 9628.8927 | 9869.6154 | 10116.3558 | 10369.2647 | 10628.4959 | 10894.2087 | 11166.5639 | 11445.728
32 | Wind 25MWx2 | 2050 | 10 | 1640 | 6.2 | 20 | 0.25205 | 2.5% | 6428.9152 |  | 0 | 0 | 0 | 0 | 0 | 0 | 0 | 0 | 0 | 0 | 0 | 0 | 0 | 0 | 0 | 0 | 0 | 0 | 0 | 0 | 0 | 0 | 0 | 0 | 0 | 0 | 0 | 0 | 0 | 0 | 0 | 0 | 0 | 0 | 0 | 0 | 0 | 0 | 1824.5841 | 7142.1584 | 7320.7129 | 7503.7302 | 7691.3234 | 7883.6065 | 8080.6973 | 8282.7141 | 8489.782 | 8702.0265 | 8919.5778 | 9142.5666 | 9371.1308 | 9605.409 | 9845.5449 | 10091.6829 | 10343.9749 | 10602.5743
| Fixed O&M ($000) | [7 empty] | 3863.9369 |  | 0 | 0 | 0 | 0 | 0 | 0 | 0 | 0 | 0 | 0 | 0 | 0 | 0 | 0 | 0 | 0 | 0 | 0 | 0 | 0 | 0 | 0 | 0 | 0 | 0 | 0 | 0 | 0 | 0 | 0 | 0 | 0 | 0 | 0 | 0 | 0 | 0 | 0 | 1056.4421 | 4296.1021 | 4403.5047 | 4513.5923 | 4626.4321 | 4742.0929 | 4860.6452 | 4982.1614 | 5106.7154 | 5234.3833 | 5365.2429 | 5499.374 | 5636.8583 | 5777.7798 | 5922.2243 | 6070.2799 | 6222.0369 | 6377.5878
| Production (GWh) | [9 empty] | 0 | 0 | 0 | 0 | 0 | 0 | 0 | 0 | 0 | 0 | 0 | 0 | 0 | 0 | 0 | 0 | 0 | 0 | 0 | 0 | 0 | 0 | 0 | 0 | 0 | 0 | 0 | 0 | 0 | 0 | 0 | 0 | 0 | 0 | 0 | 0 | 0 | 0 | 48.4778 | 175.2351 | 175.2351 | 175.2351 | 175.2351 | 175.2351 | 175.2351 | 175.2351 | 175.2351 | 175.2351 | 175.2351 | 175.2351 | 175.2351 | 175.2351 | 175.2351 | 175.2351 | 175.2351 | 175.2351
| Variable O&M ($000) | [7 empty] | 2564.9783 |  | 0 | 0 | 0 | 0 | 0 | 0 | 0 | 0 | 0 | 0 | 0 | 0 | 0 | 0 | 0 | 0 | 0 | 0 | 0 | 0 | 0 | 0 | 0 | 0 | 0 | 0 | 0 | 0 | 0 | 0 | 0 | 0 | 0 | 0 | 0 | 0 | 0 | 0 | 768.142 | 2846.0563 | 2917.2082 | 2990.1379 | 3064.8913 | 3141.5136 | 3220.052 | 3300.5527 | 3383.0665 | 3467.6432 | 3554.3349 | 3643.1927 | 3734.2725 | 3827.6293 | 3923.3207 | 4021.403 | 4121.9381 | 4224.9865
| Total | [6 empty] | Wind | 6428.9152 |  | 0 | 0 | 0 | 0 | 0 | 0 | 0 | 0 | 0 | 0 | 0 | 0 | 0 | 0 | 0 | 0 | 0 | 0 | 0 | 0 | 0 | 0 | 0 | 0 | 0 | 0 | 0 | 0 | 0 | 0 | 0 | 0 | 0 | 0 | 0 | 0 | 0 | 0 | 1824.5841 | 7142.1584 | 7320.7129 | 7503.7302 | 7691.3234 | 7883.6065 | 8080.6973 | 8282.7141 | 8489.782 | 8702.0265 | 8919.5778 | 9142.5666 | 9371.1308 | 9605.409 | 9845.5449 | 10091.6829 | 10343.9749 | 10602.5743
33 | CCCT 170 G1 | 2050 | 12 | 2550 | 5.8 | 30 | 0.084932 | 2.5% | 22216.5366 |  | 0 | 0 | 0 | 0 | 0 | 0 | 0 | 0 | 0 | 0 | 0 | 0 | 0 | 0 | 0 | 0 | 0 | 0 | 0 | 0 | 0 | 0 | 0 | 0 | 0 | 0 | 0 | 0 | 0 | 0 | 0 | 0 | 0 | 0 | 0 | 0 | 0 | 0 | 2334.565 | 27350.3516 | 28094.4724 | 28734.9632 | 29453.3373 | 30189.6707 | 31011.0408 | 31718.0228 | 32510.9733 | 33323.7477 | 34230.3866 | 35010.7624 | 35886.0315 | 34767.6006 | 22298.8693 | 23491.2488 | 22700.2264 | 12571.3172
| Fixed O&M ($000) | [7 empty] | 5924.6783 |  | 0 | 0 | 0 | 0 | 0 | 0 | 0 | 0 | 0 | 0 | 0 | 0 | 0 | 0 | 0 | 0 | 0 | 0 | 0 | 0 | 0 | 0 | 0 | 0 | 0 | 0 | 0 | 0 | 0 | 0 | 0 | 0 | 0 | 0 | 0 | 0 | 0 | 0 | 553.4978 | 6679.9149 | 6846.9128 | 7018.0856 | 7193.5377 | 7373.3762 | 7557.7106 | 7746.6534 | 7940.3197 | 8138.8277 | 8342.2984 | 8550.8558 | 8764.6272 | 8983.7429 | 9208.3365 | 9438.5449 | 9674.5085 | 9916.3712
| Production (GWh) | [9 empty] | 0 | 0 | 0 | 0 | 0 | 0 | 0 | 0 | 0 | 0 | 0 | 0 | 0 | 0 | 0 | 0 | 0 | 0 | 0 | 0 | 0 | 0 | 0 | 0 | 0 | 0 | 0 | 0 | 0 | 0 | 0 | 0 | 0 | 0 | 0 | 0 | 0 | 0 | 120.156 | 1360.4761 | 1364.3521 | 1360.4761 | 1360.4761 | 1360.4761 | 1364.3521 | 1360.4761 | 1360.4761 | 1360.4761 | 1364.3521 | 1360.4761 | 1360.4761 | 1261.8356 | 625.012 | 654.5865 | 591.9499 | 117.7105
| Variable O&M ($000) | [7 empty] | 16291.8583 |  | 0 | 0 | 0 | 0 | 0 | 0 | 0 | 0 | 0 | 0 | 0 | 0 | 0 | 0 | 0 | 0 | 0 | 0 | 0 | 0 | 0 | 0 | 0 | 0 | 0 | 0 | 0 | 0 | 0 | 0 | 0 | 0 | 0 | 0 | 0 | 0 | 0 | 0 | 1781.0672 | 20670.4367 | 21247.5597 | 21716.8776 | 22259.7995 | 22816.2945 | 23453.3302 | 23971.3694 | 24570.6537 | 25184.92 | 25888.0882 | 26459.9066 | 27121.4042 | 25783.8576 | 13090.5328 | 14052.7039 | 13025.7179 | 2654.946
| Total | [6 empty] | CCGT | 22216.5366 |  | 0 | 0 | 0 | 0 | 0 | 0 | 0 | 0 | 0 | 0 | 0 | 0 | 0 | 0 | 0 | 0 | 0 | 0 | 0 | 0 | 0 | 0 | 0 | 0 | 0 | 0 | 0 | 0 | 0 | 0 | 0 | 0 | 0 | 0 | 0 | 0 | 0 | 0 | 2334.565 | 27350.3516 | 28094.4724 | 28734.9632 | 29453.3373 | 30189.6707 | 31011.0408 | 31718.0228 | 32510.9733 | 33323.7477 | 34230.3866 | 35010.7624 | 35886.0315 | 34767.6006 | 22298.8693 | 23491.2488 | 22700.2264 | 12571.3172
34 | 50MW CT | 2053 | 12 | 551 | 5.62 | 25 | 0.084932 | 2.5% | 998.3395 |  | 0 | 0 | 0 | 0 | 0 | 0 | 0 | 0 | 0 | 0 | 0 | 0 | 0 | 0 | 0 | 0 | 0 | 0 | 0 | 0 | 0 | 0 | 0 | 0 | 0 | 0 | 0 | 0 | 0 | 0 | 0 | 0 | 0 | 0 | 0 | 0 | 0 | 0 | 0 | 0 | 0 | 134.7067 | 1585.0944 | 1619.2536 | 1662.0346 | 1706.1229 | 1743.1387 | 1790.2495 | 1836.2502 | 1875.4341 | 1922.9105 | 1964.4936 | 2014.8075 | 2066.3768 | 2112.6159 | 2167.4522
| Fixed O&M ($000) | [9 empty] | 0 | 0 | 0 | 0 | 0 | 0 | 0 | 0 | 0 | 0 | 0 | 0 | 0 | 0 | 0 | 0 | 0 | 0 | 0 | 0 | 0 | 0 | 0 | 0 | 0 | 0 | 0 | 0 | 0 | 0 | 0 | 0 | 0 | 0 | 0 | 0 | 0 | 0 | 0 | 0 | 0 | 128.795 | 1554.3684 | 1593.2276 | 1633.0583 | 1673.8847 | 1715.7318 | 1758.6251 | 1802.5907 | 1847.6555 | 1893.8469 | 1941.1931 | 1989.7229 | 2039.466 | 2090.4526 | 2142.7139
| Production (GWh) | [9 empty] | 0 | 0 | 0 | 0 | 0 | 0 | 0 | 0 | 0 | 0 | 0 | 0 | 0 | 0 | 0 | 0 | 0 | 0 | 0 | 0 | 0 | 0 | 0 | 0 | 0 | 0 | 0 | 0 | 0 | 0 | 0 | 0 | 0 | 0 | 0 | 0 | 0 | 0 | 0 | 0 | 0 | 0.38221 | 1.9381 | 1.6016 | 1.7396 | 1.8883 | 1.5661 | 1.763 | 1.8307 | 1.474 | 1.5046 | 1.1768 | 1.236 | 1.2937 | 1.0395 | 1.1319
| Variable O&M ($000) | [9 empty] | 0 | 0 | 0 | 0 | 0 | 0 | 0 | 0 | 0 | 0 | 0 | 0 | 0 | 0 | 0 | 0 | 0 | 0 | 0 | 0 | 0 | 0 | 0 | 0 | 0 | 0 | 0 | 0 | 0 | 0 | 0 | 0 | 0 | 0 | 0 | 0 | 0 | 0 | 0 | 0 | 0 | 5.9117 | 30.726 | 26.026 | 28.9763 | 32.2382 | 27.4069 | 31.6243 | 33.6594 | 27.7786 | 29.0636 | 23.3005 | 25.0846 | 26.9109 | 22.1633 | 24.7382
| Total | [6 empty] | NewGT |  |  | 0 | 0 | 0 | 0 | 0 | 0 | 0 | 0 | 0 | 0 | 0 | 0 | 0 | 0 | 0 | 0 | 0 | 0 | 0 | 0 | 0 | 0 | 0 | 0 | 0 | 0 | 0 | 0 | 0 | 0 | 0 | 0 | 0 | 0 | 0 | 0 | 0 | 0 | 0 | 0 | 0 | 134.7067 | 1585.0944 | 1619.2536 | 1662.0346 | 1706.1229 | 1743.1387 | 1790.2495 | 1836.2502 | 1875.4341 | 1922.9105 | 1964.4936 | 2014.8075 | 2066.3768 | 2112.6159 | 2167.4522
35 | 50MW CT | 2054 | 12 | 551 | 5.62 | 25 | 0.084932 | 2.5% | 910.6514 |  | 0 | 0 | 0 | 0 | 0 | 0 | 0 | 0 | 0 | 0 | 0 | 0 | 0 | 0 | 0 | 0 | 0 | 0 | 0 | 0 | 0 | 0 | 0 | 0 | 0 | 0 | 0 | 0 | 0 | 0 | 0 | 0 | 0 | 0 | 0 | 0 | 0 | 0 | 0 | 0 | 0 | 0 | 138.1891 | 1627.9498 | 1671.2224 | 1713.8411 | 1753.6087 | 1802.1739 | 1849.1744 | 1887.396 | 1935.8682 | 1974.5916 | 2025.6358 | 2078.5515 | 2121.923 | 2177.6612
| Fixed O&M ($000) | [9 empty] | 0 | 0 | 0 | 0 | 0 | 0 | 0 | 0 | 0 | 0 | 0 | 0 | 0 | 0 | 0 | 0 | 0 | 0 | 0 | 0 | 0 | 0 | 0 | 0 | 0 | 0 | 0 | 0 | 0 | 0 | 0 | 0 | 0 | 0 | 0 | 0 | 0 | 0 | 0 | 0 | 0 | 0 | 132.0148 | 1593.2276 | 1633.0583 | 1673.8847 | 1715.7318 | 1758.6251 | 1802.5907 | 1847.6555 | 1893.8469 | 1941.1931 | 1989.7229 | 2039.466 | 2090.4526 | 2142.7139
| Production (GWh) | [9 empty] | 0 | 0 | 0 | 0 | 0 | 0 | 0 | 0 | 0 | 0 | 0 | 0 | 0 | 0 | 0 | 0 | 0 | 0 | 0 | 0 | 0 | 0 | 0 | 0 | 0 | 0 | 0 | 0 | 0 | 0 | 0 | 0 | 0 | 0 | 0 | 0 | 0 | 0 | 0 | 0 | 0 | 0 | 0.38945 | 2.1367 | 2.2912 | 2.3403 | 2.1644 | 2.4278 | 2.5337 | 2.1088 | 2.1754 | 1.6868 | 1.7696 | 1.8789 | 1.476 | 1.5991
| Variable O&M ($000) | [9 empty] | 0 | 0 | 0 | 0 | 0 | 0 | 0 | 0 | 0 | 0 | 0 | 0 | 0 | 0 | 0 | 0 | 0 | 0 | 0 | 0 | 0 | 0 | 0 | 0 | 0 | 0 | 0 | 0 | 0 | 0 | 0 | 0 | 0 | 0 | 0 | 0 | 0 | 0 | 0 | 0 | 0 | 0 | 6.1743 | 34.7222 | 38.1642 | 39.9564 | 37.8769 | 43.5488 | 46.5837 | 39.7405 | 42.0213 | 33.3985 | 35.9129 | 39.0855 | 31.4704 | 34.9473
| Total | [6 empty] | NewGT |  |  | 0 | 0 | 0 | 0 | 0 | 0 | 0 | 0 | 0 | 0 | 0 | 0 | 0 | 0 | 0 | 0 | 0 | 0 | 0 | 0 | 0 | 0 | 0 | 0 | 0 | 0 | 0 | 0 | 0 | 0 | 0 | 0 | 0 | 0 | 0 | 0 | 0 | 0 | 0 | 0 | 0 | 0 | 138.1891 | 1627.9498 | 1671.2224 | 1713.8411 | 1753.6087 | 1802.1739 | 1849.1744 | 1887.396 | 1935.8682 | 1974.5916 | 2025.6358 | 2078.5515 | 2121.923 | 2177.6612
36 | Wind 25MWx3 | 2055 | 10 | 2460 | 6.2 | 20 | 0.25205 | 2.5% | 6084.0351 |  | 0 | 0 | 0 | 0 | 0 | 0 | 0 | 0 | 0 | 0 | 0 | 0 | 0 | 0 | 0 | 0 | 0 | 0 | 0 | 0 | 0 | 0 | 0 | 0 | 0 | 0 | 0 | 0 | 0 | 0 | 0 | 0 | 0 | 0 | 0 | 0 | 0 | 0 | 0 | 0 | 0 | 0 | 0 | 3096.5242 | 12121.0459 | 12424.0712 | 12734.6729 | 13053.0398 | 13379.3667 | 13713.8499 | 14056.6962 | 14408.1136 | 14768.3174 | 15137.5243 | 15515.9624 | 15903.8615
| Fixed O&M ($000) | [7 empty] | 3655.8275 |  | 0 | 0 | 0 | 0 | 0 | 0 | 0 | 0 | 0 | 0 | 0 | 0 | 0 | 0 | 0 | 0 | 0 | 0 | 0 | 0 | 0 | 0 | 0 | 0 | 0 | 0 | 0 | 0 | 0 | 0 | 0 | 0 | 0 | 0 | 0 | 0 | 0 | 0 | 0 | 0 | 0 | 0 | 0 | 1792.9009 | 7290.9679 | 7473.2421 | 7660.0731 | 7851.5749 | 8047.8643 | 8249.0609 | 8455.2875 | 8666.6696 | 8883.3364 | 9105.4198 | 9333.0553 | 9566.3817
| Production (GWh) | [9 empty] | 0 | 0 | 0 | 0 | 0 | 0 | 0 | 0 | 0 | 0 | 0 | 0 | 0 | 0 | 0 | 0 | 0 | 0 | 0 | 0 | 0 | 0 | 0 | 0 | 0 | 0 | 0 | 0 | 0 | 0 | 0 | 0 | 0 | 0 | 0 | 0 | 0 | 0 | 0 | 0 | 0 | 0 | 0 | 72.7167 | 262.8527 | 262.8526 | 262.8526 | 262.8526 | 262.8527 | 262.8526 | 262.8526 | 262.8526 | 262.8527 | 262.8526 | 262.8526 | 262.8526
| Variable O&M ($000) | [7 empty] | 2428.2076 |  | 0 | 0 | 0 | 0 | 0 | 0 | 0 | 0 | 0 | 0 | 0 | 0 | 0 | 0 | 0 | 0 | 0 | 0 | 0 | 0 | 0 | 0 | 0 | 0 | 0 | 0 | 0 | 0 | 0 | 0 | 0 | 0 | 0 | 0 | 0 | 0 | 0 | 0 | 0 | 0 | 0 | 0 | 0 | 1303.6233 | 4830.078 | 4950.8291 | 5074.5998 | 5201.4648 | 5331.5024 | 5464.789 | 5601.4087 | 5741.4439 | 5884.981 | 6032.1045 | 6182.9071 | 6337.4798
| Total | [6 empty] | Wind | 6084.0351 |  | 0 | 0 | 0 | 0 | 0 | 0 | 0 | 0 | 0 | 0 | 0 | 0 | 0 | 0 | 0 | 0 | 0 | 0 | 0 | 0 | 0 | 0 | 0 | 0 | 0 | 0 | 0 | 0 | 0 | 0 | 0 | 0 | 0 | 0 | 0 | 0 | 0 | 0 | 0 | 0 | 0 | 0 | 0 | 3096.5242 | 12121.0459 | 12424.0712 | 12734.6729 | 13053.0398 | 13379.3667 | 13713.8499 | 14056.6962 | 14408.1136 | 14768.3174 | 15137.5243 | 15515.9624 | 15903.8615
37 | 50MW CT | 2057 | 12 | 551 | 5.62 | 25 | 0.084932 | 2.5% | 657.7956 |  | 0 | 0 | 0 | 0 | 0 | 0 | 0 | 0 | 0 | 0 | 0 | 0 | 0 | 0 | 0 | 0 | 0 | 0 | 0 | 0 | 0 | 0 | 0 | 0 | 0 | 0 | 0 | 0 | 0 | 0 | 0 | 0 | 0 | 0 | 0 | 0 | 0 | 0 | 0 | 0 | 0 | 0 | 0 | 0 | 0 | 148.8762 | 1757.8065 | 1805.2367 | 1853.0909 | 1902.3282 | 1952.0351 | 1988.4811 | 2040.5019 | 2094.932 | 2135.4279 | 2192.6143
| Fixed O&M ($000) | [9 empty] | 0 | 0 | 0 | 0 | 0 | 0 | 0 | 0 | 0 | 0 | 0 | 0 | 0 | 0 | 0 | 0 | 0 | 0 | 0 | 0 | 0 | 0 | 0 | 0 | 0 | 0 | 0 | 0 | 0 | 0 | 0 | 0 | 0 | 0 | 0 | 0 | 0 | 0 | 0 | 0 | 0 | 0 | 0 | 0 | 0 | 142.1656 | 1715.7318 | 1758.6251 | 1802.5907 | 1847.6555 | 1893.8469 | 1941.1931 | 1989.7229 | 2039.466 | 2090.4526 | 2142.7139
| Production (GWh) | [9 empty] | 0 | 0 | 0 | 0 | 0 | 0 | 0 | 0 | 0 | 0 | 0 | 0 | 0 | 0 | 0 | 0 | 0 | 0 | 0 | 0 | 0 | 0 | 0 | 0 | 0 | 0 | 0 | 0 | 0 | 0 | 0 | 0 | 0 | 0 | 0 | 0 | 0 | 0 | 0 | 0 | 0 | 0 | 0 | 0 | 0 | 0.39305 | 2.4043 | 2.5986 | 2.7467 | 2.9011 | 3.0123 | 2.3884 | 2.5021 | 2.6664 | 2.1094 | 2.2833
| Variable O&M ($000) | [9 empty] | 0 | 0 | 0 | 0 | 0 | 0 | 0 | 0 | 0 | 0 | 0 | 0 | 0 | 0 | 0 | 0 | 0 | 0 | 0 | 0 | 0 | 0 | 0 | 0 | 0 | 0 | 0 | 0 | 0 | 0 | 0 | 0 | 0 | 0 | 0 | 0 | 0 | 0 | 0 | 0 | 0 | 0 | 0 | 0 | 0 | 6.7106 | 42.0747 | 46.6115 | 50.5001 | 54.6727 | 58.1882 | 47.2881 | 50.779 | 55.466 | 44.9753 | 49.9003
| Total | [6 empty] | NewGT |  |  | 0 | 0 | 0 | 0 | 0 | 0 | 0 | 0 | 0 | 0 | 0 | 0 | 0 | 0 | 0 | 0 | 0 | 0 | 0 | 0 | 0 | 0 | 0 | 0 | 0 | 0 | 0 | 0 | 0 | 0 | 0 | 0 | 0 | 0 | 0 | 0 | 0 | 0 | 0 | 0 | 0 | 0 | 0 | 0 | 0 | 148.8762 | 1757.8065 | 1805.2367 | 1853.0909 | 1902.3282 | 1952.0351 | 1988.4811 | 2040.5019 | 2094.932 | 2135.4279 | 2192.6143
38 | Wind 25MWx2 | 2060 | 10 | 1640 | 6.2 | 20 | 0.25205 | 2.5% | 2141.8628 |  | 0 | 0 | 0 | 0 | 0 | 0 | 0 | 0 | 0 | 0 | 0 | 0 | 0 | 0 | 0 | 0 | 0 | 0 | 0 | 0 | 0 | 0 | 0 | 0 | 0 | 0 | 0 | 0 | 0 | 0 | 0 | 0 | 0 | 0 | 0 | 0 | 0 | 0 | 0 | 0 | 0 | 0 | 0 | 0 | 0 | 0 | 0 | 0 | 2335.6219 | 9142.5666 | 9371.1308 | 9605.409 | 9845.5449 | 10091.6829 | 10343.9749 | 10602.5743
| Fixed O&M ($000) | [9 empty] | 0 | 0 | 0 | 0 | 0 | 0 | 0 | 0 | 0 | 0 | 0 | 0 | 0 | 0 | 0 | 0 | 0 | 0 | 0 | 0 | 0 | 0 | 0 | 0 | 0 | 0 | 0 | 0 | 0 | 0 | 0 | 0 | 0 | 0 | 0 | 0 | 0 | 0 | 0 | 0 | 0 | 0 | 0 | 0 | 0 | 0 | 0 | 0 | 1352.3352 | 5499.374 | 5636.8583 | 5777.7798 | 5922.2243 | 6070.2799 | 6222.0369 | 6377.5878
| Production (GWh) | [9 empty] | 0 | 0 | 0 | 0 | 0 | 0 | 0 | 0 | 0 | 0 | 0 | 0 | 0 | 0 | 0 | 0 | 0 | 0 | 0 | 0 | 0 | 0 | 0 | 0 | 0 | 0 | 0 | 0 | 0 | 0 | 0 | 0 | 0 | 0 | 0 | 0 | 0 | 0 | 0 | 0 | 0 | 0 | 0 | 0 | 0 | 0 | 0 | 0 | 48.4778 | 175.2351 | 175.2351 | 175.2351 | 175.2351 | 175.2351 | 175.2351 | 175.2351
| Variable O&M ($000) | [9 empty] | 0 | 0 | 0 | 0 | 0 | 0 | 0 | 0 | 0 | 0 | 0 | 0 | 0 | 0 | 0 | 0 | 0 | 0 | 0 | 0 | 0 | 0 | 0 | 0 | 0 | 0 | 0 | 0 | 0 | 0 | 0 | 0 | 0 | 0 | 0 | 0 | 0 | 0 | 0 | 0 | 0 | 0 | 0 | 0 | 0 | 0 | 0 | 0 | 983.2867 | 3643.1927 | 3734.2725 | 3827.6293 | 3923.3207 | 4021.403 | 4121.9381 | 4224.9865
| Total | [6 empty] | Wind |  |  | 0 | 0 | 0 | 0 | 0 | 0 | 0 | 0 | 0 | 0 | 0 | 0 | 0 | 0 | 0 | 0 | 0 | 0 | 0 | 0 | 0 | 0 | 0 | 0 | 0 | 0 | 0 | 0 | 0 | 0 | 0 | 0 | 0 | 0 | 0 | 0 | 0 | 0 | 0 | 0 | 0 | 0 | 0 | 0 | 0 | 0 | 0 | 0 | 2335.6219 | 9142.5666 | 9371.1308 | 9605.409 | 9845.5449 | 10091.6829 | 10343.9749 | 10602.5743
39 | 50MW CT | 2060 | 12 | 551 | 5.62 | 25 | 0.084932 | 2.5% | 434.347 |  | 0 | 0 | 0 | 0 | 0 | 0 | 0 | 0 | 0 | 0 | 0 | 0 | 0 | 0 | 0 | 0 | 0 | 0 | 0 | 0 | 0 | 0 | 0 | 0 | 0 | 0 | 0 | 0 | 0 | 0 | 0 | 0 | 0 | 0 | 0 | 0 | 0 | 0 | 0 | 0 | 0 | 0 | 0 | 0 | 0 | 0 | 0 | 0 | 161.1114 | 1902.4602 | 1954.8716 | 2005.0522 | 2058.1883 | 2115.0186 | 2154.1586 | 2213.4309
| Fixed O&M ($000) | [9 empty] | 0 | 0 | 0 | 0 | 0 | 0 | 0 | 0 | 0 | 0 | 0 | 0 | 0 | 0 | 0 | 0 | 0 | 0 | 0 | 0 | 0 | 0 | 0 | 0 | 0 | 0 | 0 | 0 | 0 | 0 | 0 | 0 | 0 | 0 | 0 | 0 | 0 | 0 | 0 | 0 | 0 | 0 | 0 | 0 | 0 | 0 | 0 | 0 | 153.0967 | 1847.6555 | 1893.8469 | 1941.1931 | 1989.7229 | 2039.466 | 2090.4526 | 2142.7139
| Production (GWh) | [9 empty] | 0 | 0 | 0 | 0 | 0 | 0 | 0 | 0 | 0 | 0 | 0 | 0 | 0 | 0 | 0 | 0 | 0 | 0 | 0 | 0 | 0 | 0 | 0 | 0 | 0 | 0 | 0 | 0 | 0 | 0 | 0 | 0 | 0 | 0 | 0 | 0 | 0 | 0 | 0 | 0 | 0 | 0 | 0 | 0 | 0 | 0 | 0 | 0 | 0.43592 | 2.9081 | 3.1592 | 3.2253 | 3.3736 | 3.632 | 2.9878 | 3.2357
| Variable O&M ($000) | [9 empty] | 0 | 0 | 0 | 0 | 0 | 0 | 0 | 0 | 0 | 0 | 0 | 0 | 0 | 0 | 0 | 0 | 0 | 0 | 0 | 0 | 0 | 0 | 0 | 0 | 0 | 0 | 0 | 0 | 0 | 0 | 0 | 0 | 0 | 0 | 0 | 0 | 0 | 0 | 0 | 0 | 0 | 0 | 0 | 0 | 0 | 0 | 0 | 0 | 8.0147 | 54.8047 | 61.0247 | 63.8591 | 68.4654 | 75.5526 | 63.706 | 70.717
| Total | [6 empty] | NewGT |  |  | 0 | 0 | 0 | 0 | 0 | 0 | 0 | 0 | 0 | 0 | 0 | 0 | 0 | 0 | 0 | 0 | 0 | 0 | 0 | 0 | 0 | 0 | 0 | 0 | 0 | 0 | 0 | 0 | 0 | 0 | 0 | 0 | 0 | 0 | 0 | 0 | 0 | 0 | 0 | 0 | 0 | 0 | 0 | 0 | 0 | 0 | 0 | 0 | 161.1114 | 1902.4602 | 1954.8716 | 2005.0522 | 2058.1883 | 2115.0186 | 2154.1586 | 2213.4309
40 | CCCT 170 G2 | 2062 | 12 | 2550 | 5.8 | 30 | 0.084932 | 2.5% | 5007.3779 |  | 0 | 0 | 0 | 0 | 0 | 0 | 0 | 0 | 0 | 0 | 0 | 0 | 0 | 0 | 0 | 0 | 0 | 0 | 0 | 0 | 0 | 0 | 0 | 0 | 0 | 0 | 0 | 0 | 0 | 0 | 0 | 0 | 0 | 0 | 0 | 0 | 0 | 0 | 0 | 0 | 0 | 0 | 0 | 0 | 0 | 0 | 0 | 0 | 0 | 0 | 3139.7304 | 36783.1823 | 36522.4019 | 37514.4996 | 38185.1057 | 25711.0177
| Fixed O&M ($000) | [9 empty] | 0 | 0 | 0 | 0 | 0 | 0 | 0 | 0 | 0 | 0 | 0 | 0 | 0 | 0 | 0 | 0 | 0 | 0 | 0 | 0 | 0 | 0 | 0 | 0 | 0 | 0 | 0 | 0 | 0 | 0 | 0 | 0 | 0 | 0 | 0 | 0 | 0 | 0 | 0 | 0 | 0 | 0 | 0 | 0 | 0 | 0 | 0 | 0 | 0 | 0 | 744.393 | 8983.7429 | 9208.3365 | 9438.5449 | 9674.5085 | 9916.3712
| Production (GWh) | [9 empty] | 0 | 0 | 0 | 0 | 0 | 0 | 0 | 0 | 0 | 0 | 0 | 0 | 0 | 0 | 0 | 0 | 0 | 0 | 0 | 0 | 0 | 0 | 0 | 0 | 0 | 0 | 0 | 0 | 0 | 0 | 0 | 0 | 0 | 0 | 0 | 0 | 0 | 0 | 0 | 0 | 0 | 0 | 0 | 0 | 0 | 0 | 0 | 0 | 0 | 0 | 120.156 | 1360.4761 | 1304.1194 | 1307.801 | 1295.6556 | 700.2761
| Variable O&M ($000) | [9 empty] | 0 | 0 | 0 | 0 | 0 | 0 | 0 | 0 | 0 | 0 | 0 | 0 | 0 | 0 | 0 | 0 | 0 | 0 | 0 | 0 | 0 | 0 | 0 | 0 | 0 | 0 | 0 | 0 | 0 | 0 | 0 | 0 | 0 | 0 | 0 | 0 | 0 | 0 | 0 | 0 | 0 | 0 | 0 | 0 | 0 | 0 | 0 | 0 | 0 | 0 | 2395.3374 | 27799.4393 | 27314.0654 | 28075.9547 | 28510.5972 | 15794.6464
| Total | [6 empty] | CCGT |  |  | 0 | 0 | 0 | 0 | 0 | 0 | 0 | 0 | 0 | 0 | 0 | 0 | 0 | 0 | 0 | 0 | 0 | 0 | 0 | 0 | 0 | 0 | 0 | 0 | 0 | 0 | 0 | 0 | 0 | 0 | 0 | 0 | 0 | 0 | 0 | 0 | 0 | 0 | 0 | 0 | 0 | 0 | 0 | 0 | 0 | 0 | 0 | 0 | 0 | 0 | 3139.7304 | 36783.1823 | 36522.4019 | 37514.4996 | 38185.1057 | 25711.0177
41 | 50MW CT | 2062 | 12 | 551 | 5.62 | 25 | 0.084932 | 2.5% | 300.3782 |  | 0 | 0 | 0 | 0 | 0 | 0 | 0 | 0 | 0 | 0 | 0 | 0 | 0 | 0 | 0 | 0 | 0 | 0 | 0 | 0 | 0 | 0 | 0 | 0 | 0 | 0 | 0 | 0 | 0 | 0 | 0 | 0 | 0 | 0 | 0 | 0 | 0 | 0 | 0 | 0 | 0 | 0 | 0 | 0 | 0 | 0 | 0 | 0 | 0 | 0 | 169.2351 | 2008.5431 | 2066.4241 | 2130.4866 | 2177.1846 | 2239.7365
| Fixed O&M ($000) | [9 empty] | 0 | 0 | 0 | 0 | 0 | 0 | 0 | 0 | 0 | 0 | 0 | 0 | 0 | 0 | 0 | 0 | 0 | 0 | 0 | 0 | 0 | 0 | 0 | 0 | 0 | 0 | 0 | 0 | 0 | 0 | 0 | 0 | 0 | 0 | 0 | 0 | 0 | 0 | 0 | 0 | 0 | 0 | 0 | 0 | 0 | 0 | 0 | 0 | 0 | 0 | 160.8473 | 1941.1931 | 1989.7229 | 2039.466 | 2090.4526 | 2142.7139
| Production (GWh) | [9 empty] | 0 | 0 | 0 | 0 | 0 | 0 | 0 | 0 | 0 | 0 | 0 | 0 | 0 | 0 | 0 | 0 | 0 | 0 | 0 | 0 | 0 | 0 | 0 | 0 | 0 | 0 | 0 | 0 | 0 | 0 | 0 | 0 | 0 | 0 | 0 | 0 | 0 | 0 | 0 | 0 | 0 | 0 | 0 | 0 | 0 | 0 | 0 | 0 | 0 | 0 | 0.43423 | 3.4016 | 3.7794 | 4.3756 | 4.0677 | 4.4394
| Variable O&M ($000) | [9 empty] | 0 | 0 | 0 | 0 | 0 | 0 | 0 | 0 | 0 | 0 | 0 | 0 | 0 | 0 | 0 | 0 | 0 | 0 | 0 | 0 | 0 | 0 | 0 | 0 | 0 | 0 | 0 | 0 | 0 | 0 | 0 | 0 | 0 | 0 | 0 | 0 | 0 | 0 | 0 | 0 | 0 | 0 | 0 | 0 | 0 | 0 | 0 | 0 | 0 | 0 | 8.3878 | 67.3501 | 76.7012 | 91.0206 | 86.732 | 97.0226
| Total | [6 empty] | NewGT |  |  | 0 | 0 | 0 | 0 | 0 | 0 | 0 | 0 | 0 | 0 | 0 | 0 | 0 | 0 | 0 | 0 | 0 | 0 | 0 | 0 | 0 | 0 | 0 | 0 | 0 | 0 | 0 | 0 | 0 | 0 | 0 | 0 | 0 | 0 | 0 | 0 | 0 | 0 | 0 | 0 | 0 | 0 | 0 | 0 | 0 | 0 | 0 | 0 | 0 | 0 | 169.2351 | 2008.5431 | 2066.4241 | 2130.4866 | 2177.1846 | 2239.7365
42 | CCCT 170 G1 | 2063 | 12 | 2550 | 5.8 | 30 | 0.084932 | 2.5% | 4281.4786 |  | 0 | 0 | 0 | 0 | 0 | 0 | 0 | 0 | 0 | 0 | 0 | 0 | 0 | 0 | 0 | 0 | 0 | 0 | 0 | 0 | 0 | 0 | 0 | 0 | 0 | 0 | 0 | 0 | 0 | 0 | 0 | 0 | 0 | 0 | 0 | 0 | 0 | 0 | 0 | 0 | 0 | 0 | 0 | 0 | 0 | 0 | 0 | 0 | 0 | 0 | 0 | 3218.2236 | 37783.942 | 38645.3309 | 39611.4641 | 39754.599
| Fixed O&M ($000) | [9 empty] | 0 | 0 | 0 | 0 | 0 | 0 | 0 | 0 | 0 | 0 | 0 | 0 | 0 | 0 | 0 | 0 | 0 | 0 | 0 | 0 | 0 | 0 | 0 | 0 | 0 | 0 | 0 | 0 | 0 | 0 | 0 | 0 | 0 | 0 | 0 | 0 | 0 | 0 | 0 | 0 | 0 | 0 | 0 | 0 | 0 | 0 | 0 | 0 | 0 | 0 | 0 | 763.0028 | 9208.3365 | 9438.5449 | 9674.5085 | 9916.3712
| Production (GWh) | [9 empty] | 0 | 0 | 0 | 0 | 0 | 0 | 0 | 0 | 0 | 0 | 0 | 0 | 0 | 0 | 0 | 0 | 0 | 0 | 0 | 0 | 0 | 0 | 0 | 0 | 0 | 0 | 0 | 0 | 0 | 0 | 0 | 0 | 0 | 0 | 0 | 0 | 0 | 0 | 0 | 0 | 0 | 0 | 0 | 0 | 0 | 0 | 0 | 0 | 0 | 0 | 0 | 120.156 | 1364.3521 | 1360.4761 | 1360.4761 | 1322.9165
| Variable O&M ($000) | [9 empty] | 0 | 0 | 0 | 0 | 0 | 0 | 0 | 0 | 0 | 0 | 0 | 0 | 0 | 0 | 0 | 0 | 0 | 0 | 0 | 0 | 0 | 0 | 0 | 0 | 0 | 0 | 0 | 0 | 0 | 0 | 0 | 0 | 0 | 0 | 0 | 0 | 0 | 0 | 0 | 0 | 0 | 0 | 0 | 0 | 0 | 0 | 0 | 0 | 0 | 0 | 0 | 2455.2208 | 28575.6055 | 29206.786 | 29936.9556 | 29838.2278
| Total | [6 empty] | CCGT |  |  | 0 | 0 | 0 | 0 | 0 | 0 | 0 | 0 | 0 | 0 | 0 | 0 | 0 | 0 | 0 | 0 | 0 | 0 | 0 | 0 | 0 | 0 | 0 | 0 | 0 | 0 | 0 | 0 | 0 | 0 | 0 | 0 | 0 | 0 | 0 | 0 | 0 | 0 | 0 | 0 | 0 | 0 | 0 | 0 | 0 | 0 | 0 | 0 | 0 | 0 | 0 | 3218.2236 | 37783.942 | 38645.3309 | 39611.4641 | 39754.599
43 | Wind 25MWx2 | 2065 | 10 | 1640 | 6.2 | 20 | 0.25205 | 2.5% | 597.7508 |  | 0 | 0 | 0 | 0 | 0 | 0 | 0 | 0 | 0 | 0 | 0 | 0 | 0 | 0 | 0 | 0 | 0 | 0 | 0 | 0 | 0 | 0 | 0 | 0 | 0 | 0 | 0 | 0 | 0 | 0 | 0 | 0 | 0 | 0 | 0 | 0 | 0 | 0 | 0 | 0 | 0 | 0 | 0 | 0 | 0 | 0 | 0 | 0 | 0 | 0 | 0 | 0 | 0 | 2642.5418 | 10343.9749 | 10602.5743
| Fixed O&M ($000) | [9 empty] | 0 | 0 | 0 | 0 | 0 | 0 | 0 | 0 | 0 | 0 | 0 | 0 | 0 | 0 | 0 | 0 | 0 | 0 | 0 | 0 | 0 | 0 | 0 | 0 | 0 | 0 | 0 | 0 | 0 | 0 | 0 | 0 | 0 | 0 | 0 | 0 | 0 | 0 | 0 | 0 | 0 | 0 | 0 | 0 | 0 | 0 | 0 | 0 | 0 | 0 | 0 | 0 | 0 | 1530.0431 | 6222.0369 | 6377.5878
| Production (GWh) | [9 empty] | 0 | 0 | 0 | 0 | 0 | 0 | 0 | 0 | 0 | 0 | 0 | 0 | 0 | 0 | 0 | 0 | 0 | 0 | 0 | 0 | 0 | 0 | 0 | 0 | 0 | 0 | 0 | 0 | 0 | 0 | 0 | 0 | 0 | 0 | 0 | 0 | 0 | 0 | 0 | 0 | 0 | 0 | 0 | 0 | 0 | 0 | 0 | 0 | 0 | 0 | 0 | 0 | 0 | 48.4778 | 175.2351 | 175.2351
| Variable O&M ($000) | [9 empty] | 0 | 0 | 0 | 0 | 0 | 0 | 0 | 0 | 0 | 0 | 0 | 0 | 0 | 0 | 0 | 0 | 0 | 0 | 0 | 0 | 0 | 0 | 0 | 0 | 0 | 0 | 0 | 0 | 0 | 0 | 0 | 0 | 0 | 0 | 0 | 0 | 0 | 0 | 0 | 0 | 0 | 0 | 0 | 0 | 0 | 0 | 0 | 0 | 0 | 0 | 0 | 0 | 0 | 1112.4987 | 4121.9381 | 4224.9865
| Total | [6 empty] | Wind |  |  | 0 | 0 | 0 | 0 | 0 | 0 | 0 | 0 | 0 | 0 | 0 | 0 | 0 | 0 | 0 | 0 | 0 | 0 | 0 | 0 | 0 | 0 | 0 | 0 | 0 | 0 | 0 | 0 | 0 | 0 | 0 | 0 | 0 | 0 | 0 | 0 | 0 | 0 | 0 | 0 | 0 | 0 | 0 | 0 | 0 | 0 | 0 | 0 | 0 | 0 | 0 | 0 | 0 | 2642.5418 | 10343.9749 | 10602.5743
44 | 50MW CT | 2065 | 12 | 551 | 5.62 | 25 | 0.084932 | 2.5% | 116.5843 |  | 0 | 0 | 0 | 0 | 0 | 0 | 0 | 0 | 0 | 0 | 0 | 0 | 0 | 0 | 0 | 0 | 0 | 0 | 0 | 0 | 0 | 0 | 0 | 0 | 0 | 0 | 0 | 0 | 0 | 0 | 0 | 0 | 0 | 0 | 0 | 0 | 0 | 0 | 0 | 0 | 0 | 0 | 0 | 0 | 0 | 0 | 0 | 0 | 0 | 0 | 0 | 0 | 0 | 182.9397 | 2192.8382 | 2260.8951
| Fixed O&M ($000) | [9 empty] | 0 | 0 | 0 | 0 | 0 | 0 | 0 | 0 | 0 | 0 | 0 | 0 | 0 | 0 | 0 | 0 | 0 | 0 | 0 | 0 | 0 | 0 | 0 | 0 | 0 | 0 | 0 | 0 | 0 | 0 | 0 | 0 | 0 | 0 | 0 | 0 | 0 | 0 | 0 | 0 | 0 | 0 | 0 | 0 | 0 | 0 | 0 | 0 | 0 | 0 | 0 | 0 | 0 | 173.2149 | 2090.4526 | 2142.7139
| Production (GWh) | [9 empty] | 0 | 0 | 0 | 0 | 0 | 0 | 0 | 0 | 0 | 0 | 0 | 0 | 0 | 0 | 0 | 0 | 0 | 0 | 0 | 0 | 0 | 0 | 0 | 0 | 0 | 0 | 0 | 0 | 0 | 0 | 0 | 0 | 0 | 0 | 0 | 0 | 0 | 0 | 0 | 0 | 0 | 0 | 0 | 0 | 0 | 0 | 0 | 0 | 0 | 0 | 0 | 0 | 0 | 0.4675 | 4.8019 | 5.4075
| Variable O&M ($000) | [9 empty] | 0 | 0 | 0 | 0 | 0 | 0 | 0 | 0 | 0 | 0 | 0 | 0 | 0 | 0 | 0 | 0 | 0 | 0 | 0 | 0 | 0 | 0 | 0 | 0 | 0 | 0 | 0 | 0 | 0 | 0 | 0 | 0 | 0 | 0 | 0 | 0 | 0 | 0 | 0 | 0 | 0 | 0 | 0 | 0 | 0 | 0 | 0 | 0 | 0 | 0 | 0 | 0 | 0 | 9.7248 | 102.3856 | 118.1812
| Total | [6 empty] | NewGT |  |  | 0 | 0 | 0 | 0 | 0 | 0 | 0 | 0 | 0 | 0 | 0 | 0 | 0 | 0 | 0 | 0 | 0 | 0 | 0 | 0 | 0 | 0 | 0 | 0 | 0 | 0 | 0 | 0 | 0 | 0 | 0 | 0 | 0 | 0 | 0 | 0 | 0 | 0 | 0 | 0 | 0 | 0 | 0 | 0 | 0 | 0 | 0 | 0 | 0 | 0 | 0 | 0 | 0 | 182.9397 | 2192.8382 | 2260.8951
45 | CCCT 170 G2 | 2066 | 12 | 2550 | 5.8 | 30 | 0.084932 | 2.5% | 1072.4923 |  | 0 | 0 | 0 | 0 | 0 | 0 | 0 | 0 | 0 | 0 | 0 | 0 | 0 | 0 | 0 | 0 | 0 | 0 | 0 | 0 | 0 | 0 | 0 | 0 | 0 | 0 | 0 | 0 | 0 | 0 | 0 | 0 | 0 | 0 | 0 | 0 | 0 | 0 | 0 | 0 | 0 | 0 | 0 | 0 | 0 | 0 | 0 | 0 | 0 | 0 | 0 | 0 | 0 | 0 | 3465.6749 | 40601.7507
| Fixed O&M ($000) | [9 empty] | 0 | 0 | 0 | 0 | 0 | 0 | 0 | 0 | 0 | 0 | 0 | 0 | 0 | 0 | 0 | 0 | 0 | 0 | 0 | 0 | 0 | 0 | 0 | 0 | 0 | 0 | 0 | 0 | 0 | 0 | 0 | 0 | 0 | 0 | 0 | 0 | 0 | 0 | 0 | 0 | 0 | 0 | 0 | 0 | 0 | 0 | 0 | 0 | 0 | 0 | 0 | 0 | 0 | 0 | 821.6706 | 9916.3712
| Production (GWh) | [9 empty] | 0 | 0 | 0 | 0 | 0 | 0 | 0 | 0 | 0 | 0 | 0 | 0 | 0 | 0 | 0 | 0 | 0 | 0 | 0 | 0 | 0 | 0 | 0 | 0 | 0 | 0 | 0 | 0 | 0 | 0 | 0 | 0 | 0 | 0 | 0 | 0 | 0 | 0 | 0 | 0 | 0 | 0 | 0 | 0 | 0 | 0 | 0 | 0 | 0 | 0 | 0 | 0 | 0 | 0 | 120.156 | 1360.4761
| Variable O&M ($000) | [9 empty] | 0 | 0 | 0 | 0 | 0 | 0 | 0 | 0 | 0 | 0 | 0 | 0 | 0 | 0 | 0 | 0 | 0 | 0 | 0 | 0 | 0 | 0 | 0 | 0 | 0 | 0 | 0 | 0 | 0 | 0 | 0 | 0 | 0 | 0 | 0 | 0 | 0 | 0 | 0 | 0 | 0 | 0 | 0 | 0 | 0 | 0 | 0 | 0 | 0 | 0 | 0 | 0 | 0 | 0 | 2644.0043 | 30685.3795
| Total | [6 empty] | CCGT |  |  | 0 | 0 | 0 | 0 | 0 | 0 | 0 | 0 | 0 | 0 | 0 | 0 | 0 | 0 | 0 | 0 | 0 | 0 | 0 | 0 | 0 | 0 | 0 | 0 | 0 | 0 | 0 | 0 | 0 | 0 | 0 | 0 | 0 | 0 | 0 | 0 | 0 | 0 | 0 | 0 | 0 | 0 | 0 | 0 | 0 | 0 | 0 | 0 | 0 | 0 | 0 | 0 | 0 | 0 | 3465.6749 | 40601.7507
46 | Existing Holyrood Units1and2 | 2011 | 7 | 14046 | 1.4 | 22 | 0.50411 | 2.5% | 221149.5743 |  | 15393.964 | 16232.9778 | 17021.5675 | 17674.1728 | 18163.9332 | 17298.2567 | 17555.0297 | 17994.9913 | 18291.3167 | 18711.9586 | 19156.1531 | 19784.1089 | 20368.4524 | 20883.2686 | 21331.0689 | 21976.677 | 22595.4692 | 23218.0277 | 23783.3434 | 24294.716 | 24989.5416 | 12713.355 | 0 | 0 | 0 | 0 | 0 | 0 | 0 | 0 | 0 | 0 | 0 | 0 | 0 | 0 | 0 | 0 | 0 | 0 | 0 | 0 | 0 | 0 | 0 | 0 | 0 | 0 | 0 | 0 | 0 | 0 | 0 | 0 | 0 | 0
| Fixed O&M ($000) | [9 empty] | 14046 | 14397.15 | 14757.0787 | 15126.0057 | 15504.1559 | 15891.7598 | 16289.0538 | 16696.2801 | 17113.6871 | 17541.5293 | 17980.0675 | 18429.5692 | 18890.3084 | 19362.5661 | 19846.6303 | 20342.796 | 20851.3659 | 21372.6501 | 21906.9663 | 22454.6405 | 23016.0065 | 11698.7524 | 0 | 0 | 0 | 0 | 0 | 0 | 0 | 0 | 0 | 0 | 0 | 0 | 0 | 0 | 0 | 0 | 0 | 0 | 0 | 0 | 0 | 0 | 0 | 0 | 0 | 0 | 0 | 0 | 0 | 0 | 0 | 0 | 0 | 0
| Production (GWh) | [9 empty] | 962.8314 | 1279.3225 | 1539.5521 | 1690.1617 | 1721.1622 | 887.956 | 779.7479 | 780.4004 | 690.3825 | 669.4257 | 656.2544 | 737.3967 | 785.0591 | 787.9632 | 750.4126 | 805.8132 | 839.1939 | 866.2664 | 859.335 | 822.1559 | 860.2794 | 431.4861 | 0 | 0 | 0 | 0 | 0 | 0 | 0 | 0 | 0 | 0 | 0 | 0 | 0 | 0 | 0 | 0 | 0 | 0 | 0 | 0 | 0 | 0 | 0 | 0 | 0 | 0 | 0 | 0 | 0 | 0 | 0 | 0 | 0 | 0
| Variable O&M ($000) | [9 empty] | 1347.964 | 1835.8278 | 2264.4887 | 2548.1671 | 2659.7774 | 1406.497 | 1265.9759 | 1298.7112 | 1177.6296 | 1170.4294 | 1176.0856 | 1354.5397 | 1478.144 | 1520.7024 | 1484.4387 | 1633.8809 | 1744.1032 | 1845.3776 | 1876.377 | 1840.0755 | 1973.5351 | 1014.6027 | 0 | 0 | 0 | 0 | 0 | 0 | 0 | 0 | 0 | 0 | 0 | 0 | 0 | 0 | 0 | 0 | 0 | 0 | 0 | 0 | 0 | 0 | 0 | 0 | 0 | 0 | 0 | 0 | 0 | 0 | 0 | 0 | 0 | 0
| Total | [6 empty] | HRD |  |  | 15393.964 | 16232.9778 | 17021.5675 | 17674.1728 | 18163.9332 | 17298.2567 | 17555.0297 | 17994.9913 | 18291.3167 | 18711.9586 | 19156.1531 | 19784.1089 | 20368.4524 | 20883.2686 | 21331.0689 | 21976.677 | 22595.4692 | 23218.0277 | 23783.3434 | 24294.716 | 24989.5416 | 12713.355 | 0 | 0 | 0 | 0 | 0 | 0 | 0 | 0 | 0 | 0 | 0 | 0 | 0 | 0 | 0 | 0 | 0 | 0 | 0 | 0 | 0 | 0 | 0 | 0 | 0 | 0 | 0 | 0 | 0 | 0 | 0 | 0 | 0 | 0
47 | Existing Holyrood Unit 3 | 2011 | 7 | 6197 | 1.4 | 25 | 0.50411 | 2.5% | 110028.5605 |  | 6250.073 | 6417.5771 | 6626.475 | 6831.0788 | 7009.6016 | 8503.8571 | 8647.6298 | 8867.4196 | 9036.8245 | 9234.1788 | 9424.9283 | 9720.5544 | 9997.1628 | 10263.1988 | 10488.2396 | 10778.0691 | 11072.5336 | 11355.7055 | 11661.0023 | 11915.2998 | 12243.7345 | 12565.4691 | 12895.0671 | 13226.4384 | 6941.5085 | 0 | 0 | 0 | 0 | 0 | 0 | 0 | 0 | 0 | 0 | 0 | 0 | 0 | 0 | 0 | 0 | 0 | 0 | 0 | 0 | 0 | 0 | 0 | 0 | 0 | 0 | 0 | 0 | 0 | 0 | 0
| Fixed O&M ($000) | [9 empty] | 6197 | 6351.925 | 6510.7231 | 6673.4912 | 6840.3285 | 7011.3367 | 7186.6201 | 7366.2856 | 7550.4428 | 7739.2038 | 7932.6839 | 8131.001 | 8334.276 | 8542.6329 | 8756.1988 | 8975.1037 | 9199.4813 | 9429.4684 | 9665.2051 | 9906.8352 | 10154.5061 | 10408.3687 | 10668.578 | 10935.2924 | 5558.2743 | 0 | 0 | 0 | 0 | 0 | 0 | 0 | 0 | 0 | 0 | 0 | 0 | 0 | 0 | 0 | 0 | 0 | 0 | 0 | 0 | 0 | 0 | 0 | 0 | 0 | 0 | 0 | 0 | 0 | 0 | 0
| Production (GWh) | [9 empty] | 37.9093 | 45.7506 | 78.6959 | 104.5255 | 109.5379 | 942.2647 | 899.8743 | 902.037 | 871.3876 | 855.0492 | 832.6707 | 865.3356 | 883.178 | 891.5239 | 875.5803 | 889.2039 | 901.2391 | 904.2239 | 914.0266 | 897.3931 | 910.711 | 917.3629 | 923.7778 | 927.4186 | 546.2543 | 0 | 0 | 0 | 0 | 0 | 0 | 0 | 0 | 0 | 0 | 0 | 0 | 0 | 0 | 0 | 0 | 0 | 0 | 0 | 0 | 0 | 0 | 0 | 0 | 0 | 0 | 0 | 0 | 0 | 0 | 0
| Variable O&M ($000) | [9 empty] | 53.073 | 65.6521 | 115.7518 | 157.5876 | 169.2731 | 1492.5204 | 1461.0097 | 1501.134 | 1486.3817 | 1494.975 | 1492.2444 | 1589.5534 | 1662.8868 | 1720.5658 | 1732.0408 | 1802.9654 | 1873.0523 | 1926.2371 | 1995.7973 | 2008.4646 | 2089.2284 | 2157.1004 | 2226.4891 | 2291.146 | 1383.2341 | 0 | 0 | 0 | 0 | 0 | 0 | 0 | 0 | 0 | 0 | 0 | 0 | 0 | 0 | 0 | 0 | 0 | 0 | 0 | 0 | 0 | 0 | 0 | 0 | 0 | 0 | 0 | 0 | 0 | 0 | 0
| Total | [6 empty] | HRD |  |  | 6250.073 | 6417.5771 | 6626.475 | 6831.0788 | 7009.6016 | 8503.8571 | 8647.6298 | 8867.4196 | 9036.8245 | 9234.1788 | 9424.9283 | 9720.5544 | 9997.1628 | 10263.1988 | 10488.2396 | 10778.0691 | 11072.5336 | 11355.7055 | 11661.0023 | 11915.2998 | 12243.7345 | 12565.4691 | 12895.0671 | 13226.4384 | 6941.5085 | 0 | 0 | 0 | 0 | 0 | 0 | 0 | 0 | 0 | 0 | 0 | 0 | 0 | 0 | 0 | 0 | 0 | 0 | 0 | 0 | 0 | 0 | 0 | 0 | 0 | 0 | 0 | 0 | 0 | 0 | 0
48 | Existing GT - Hardwoods | 2011 | 1 | 595 | 0 | 15 | 1 | 2.5% | 6395.1406 |  | 595 | 609.875 | 625.1219 | 640.7499 | 656.7687 | 673.1879 | 690.0176 | 707.268 | 724.9497 | 743.0735 | 761.6503 | 780.6916 | 800.2089 | 820.2141 | 0 | 0 | 0 | 0 | 0 | 0 | 0 | 0 | 0 | 0 | 0 | 0 | 0 | 0 | 0 | 0 | 0 | 0 | 0 | 0 | 0 | 0 | 0 | 0 | 0 | 0 | 0 | 0 | 0 | 0 | 0 | 0 | 0 | 0 | 0 | 0 | 0 | 0 | 0 | 0 | 0 | 0
| Fixed O&M ($000) | [9 empty] | 595 | 609.875 | 625.1219 | 640.7499 | 656.7687 | 673.1879 | 690.0176 | 707.268 | 724.9497 | 743.0735 | 761.6503 | 780.6916 | 800.2089 | 820.2141 | 0 | 0 | 0 | 0 | 0 | 0 | 0 | 0 | 0 | 0 | 0 | 0 | 0 | 0 | 0 | 0 | 0 | 0 | 0 | 0 | 0 | 0 | 0 | 0 | 0 | 0 | 0 | 0 | 0 | 0 | 0 | 0 | 0 | 0 | 0 | 0 | 0 | 0 | 0 | 0 | 0 | 0
| Production (GWh) | [9 empty] | 1.5073 | 2.4113 | 4.1517 | 5.6495 | 2.6088 | 2.6814 | 1.8672 | 1.878 | 1.5115 | 1.4445 | 1.4515 | 1.6257 | 1.9094 | 1.8258 | 0 | 0 | 0 | 0 | 0 | 0 | 0 | 0 | 0 | 0 | 0 | 0 | 0 | 0 | 0 | 0 | 0 | 0 | 0 | 0 | 0 | 0 | 0 | 0 | 0 | 0 | 0 | 0 | 0 | 0 | 0 | 0 | 0 | 0 | 0 | 0 | 0 | 0 | 0 | 0 | 0 | 0
| Variable O&M ($000) | [9 empty] | 0 | 0 | 0 | 0 | 0 | 0 | 0 | 0 | 0 | 0 | 0 | 0 | 0 | 0 | 0 | 0 | 0 | 0 | 0 | 0 | 0 | 0 | 0 | 0 | 0 | 0 | 0 | 0 | 0 | 0 | 0 | 0 | 0 | 0 | 0 | 0 | 0 | 0 | 0 | 0 | 0 | 0 | 0 | 0 | 0 | 0 | 0 | 0 | 0 | 0 | 0 | 0 | 0 | 0 | 0 | 0
| Total | [6 empty] | ExGT |  |  | 595 | 609.875 | 625.1219 | 640.7499 | 656.7687 | 673.1879 | 690.0176 | 707.268 | 724.9497 | 743.0735 | 761.6503 | 780.6916 | 800.2089 | 820.2141 | 0 | 0 | 0 | 0 | 0 | 0 | 0 | 0 | 0 | 0 | 0 | 0 | 0 | 0 | 0 | 0 | 0 | 0 | 0 | 0 | 0 | 0 | 0 | 0 | 0 | 0 | 0 | 0 | 0 | 0 | 0 | 0 | 0 | 0 | 0 | 0 | 0 | 0 | 0 | 0 | 0 | 0
49 | Existing GT - Sville | 2011 | 1 | 595 | 0 | 18 | 1 | 2.5% | 7332.7172 |  | 595 | 609.875 | 625.1219 | 640.7499 | 656.7687 | 673.1879 | 690.0176 | 707.268 | 724.9497 | 743.0735 | 761.6503 | 780.6916 | 800.2089 | 820.2141 | 840.7194 | 861.7374 | 883.2808 | 0 | 0 | 0 | 0 | 0 | 0 | 0 | 0 | 0 | 0 | 0 | 0 | 0 | 0 | 0 | 0 | 0 | 0 | 0 | 0 | 0 | 0 | 0 | 0 | 0 | 0 | 0 | 0 | 0 | 0 | 0 | 0 | 0 | 0 | 0 | 0 | 0 | 0 | 0
| Fixed O&M ($000) | [9 empty] | 595 | 609.875 | 625.1219 | 640.7499 | 656.7687 | 673.1879 | 690.0176 | 707.268 | 724.9497 | 743.0735 | 761.6503 | 780.6916 | 800.2089 | 820.2141 | 840.7194 | 861.7374 | 883.2808 | 0 | 0 | 0 | 0 | 0 | 0 | 0 | 0 | 0 | 0 | 0 | 0 | 0 | 0 | 0 | 0 | 0 | 0 | 0 | 0 | 0 | 0 | 0 | 0 | 0 | 0 | 0 | 0 | 0 | 0 | 0 | 0 | 0 | 0 | 0 | 0 | 0 | 0 | 0
| Production (GWh) | [9 empty] | 2.3372 | 3.5561 | 6.2093 | 8.519 | 4.1351 | 4.3003 | 3.0904 | 3.1133 | 2.4354 | 2.2936 | 2.2428 | 2.6169 | 3.0537 | 2.9508 | 0.47573 | 0.55124 | 0.55568 | 0 | 0 | 0 | 0 | 0 | 0 | 0 | 0 | 0 | 0 | 0 | 0 | 0 | 0 | 0 | 0 | 0 | 0 | 0 | 0 | 0 | 0 | 0 | 0 | 0 | 0 | 0 | 0 | 0 | 0 | 0 | 0 | 0 | 0 | 0 | 0 | 0 | 0 | 0
| Variable O&M ($000) | [9 empty] | 0 | 0 | 0 | 0 | 0 | 0 | 0 | 0 | 0 | 0 | 0 | 0 | 0 | 0 | 0 | 0 | 0 | 0 | 0 | 0 | 0 | 0 | 0 | 0 | 0 | 0 | 0 | 0 | 0 | 0 | 0 | 0 | 0 | 0 | 0 | 0 | 0 | 0 | 0 | 0 | 0 | 0 | 0 | 0 | 0 | 0 | 0 | 0 | 0 | 0 | 0 | 0 | 0 | 0 | 0 | 0
| Total | [6 empty] | ExGT |  |  | 595 | 609.875 | 625.1219 | 640.7499 | 656.7687 | 673.1879 | 690.0176 | 707.268 | 724.9497 | 743.0735 | 761.6503 | 780.6916 | 800.2089 | 820.2141 | 840.7194 | 861.7374 | 883.2808 | 0 | 0 | 0 | 0 | 0 | 0 | 0 | 0 | 0 | 0 | 0 | 0 | 0 | 0 | 0 | 0 | 0 | 0 | 0 | 0 | 0 | 0 | 0 | 0 | 0 | 0 | 0 | 0 | 0 | 0 | 0 | 0 | 0 | 0 | 0 | 0 | 0 | 0 | 0
| TOTAL O&M | [7 empty] | 752447.7839 |  | 22834.037 | 23870.3049 | 24898.2862 | 26226.9223 | 28707.1179 | 31136.589 | 33834.1695 | 34734.5878 | 36605.0922 | 39961.6541 | 41296.5349 | 42683.2755 | 43963.9512 | 46219.9578 | 50681.0844 | 52207.8122 | 54906.1862 | 59654.686 | 63065.5864 | 67621.1177 | 69895.547 | 66298.3129 | 62357.058 | 65548.6142 | 68432.0278 | 72531.9564 | 74949.081 | 77441.7468 | 80012.2125 | 82662.5001 | 85493.3606 | 89397.5425 | 92332.3576 | 95357.3312 | 98476.052 | 101802.022 | 106345.7117 | 109794.5496 | 113666.1249 | 120823.3564 | 124697.076 | 128688.911 | 132802.4271 | 137041.1599 | 141408.7974 | 146051.2638 | 152262.1154 | 157082.4677 | 162048.7449 | 166861.6453 | 171974.9245 | 178851.2597 | 184142.9643 | 189586.8923 | 195188.0314 | 200768.3727
| Operating costs per Strategist | [7 empty] | 1476578.1683 |  | 68451.42 | 71733.2 | 72852.87 | 76557.55 | 85776.34 | 88333.6 | 91163.44 | 92198.76 | 94207.52 | 97703.77 | 99181.81 | 97954.59 | 99112.26 | 101504.1 | 106103.7 | 107771.8 | 107085.1 | 101801.9 | 105282.1 | 109908.4 | 112254 | 108731.3 | 104865.1 | 105603.3 | 101281.1 | 105390.6 | 107833 | 110351.6 | 112948.4 | 115625.5 | 118483.8 | 122416 | 125379.3 | 128433.4 | 131581.7 | 134938 | 139512.5 | 142992.8 | 146896.6 | 154086.6 | 157993.7 | 162019.6 | 166167.9 | 170442.1 | 174845.9 | 179525.3 | 185773.7 | 190632.5 | 195637.9 | 200490.7 | 205644.8 | 212562.7 | 217896.7 | 223383.9 | 229029.1 | 234654.4
| Less PPAs included with O&M | [7 empty] | -724129.3035 |  | -45617.3868 | -47862.8925 | -47954.5894 | -50330.6259 | -57069.2263 | -57197.0106 | -57329.2723 | -57464.1781 | -57603.8049 | -57742.1248 | -57885.2937 | -55271.3319 | -55148.3163 | -55284.1417 | -55422.6801 | -55563.9869 | -52180.9885 | -42147.2498 | -42216.5854 | -42287.3098 | -42359.4447 | -42433.0145 | -42508.0681 | -40054.6715 | -32833.8333 | -32858.6616 | -32884.0026 | -32909.8374 | -32936.1761 | -32963.0577 | -32990.4706 | -33018.432 | -33046.9514 | -33076.0443 | -33105.7117 | -33135.986 | -33166.8486 | -33198.3445 | -33230.4617 | -33263.2195 | -33296.6367 | -33330.7095 | -33365.4771 | -33400.937 | -33437.1194 | -33474.0071 | -33511.6538 | -33550.0347 | -33589.1985 | -33629.1226 | -33669.8633 | -33711.4128 | -33753.7876 | -33797.0159 | -33841.1113 | -33886.0864
| Total O&M | [7 empty] | 752448.8648 |  | 22834.0332 | 23870.3075 | 24898.2806 | 26226.9241 | 28707.1137 | 31136.5894 | 33834.1677 | 34734.5819 | 36603.7151 | 39961.6452 | 41296.5163 | 42683.2581 | 43963.9437 | 46219.9583 | 50681.0199 | 52207.8131 | 54904.1115 | 59654.6502 | 63065.5146 | 67621.0902 | 69894.5553 | 66298.2855 | 62357.0319 | 65548.6285 | 68447.2667 | 72531.9384 | 74948.9974 | 77441.7626 | 80012.2239 | 82662.4423 | 85493.3294 | 89397.568 | 92332.3486 | 95357.3557 | 98475.9883 | 101802.014 | 106345.6514 | 109794.4555 | 113666.1383 | 120823.3805 | 124697.0633 | 128688.8905 | 132802.4229 | 137041.163 | 141408.7806 | 146051.2929 | 152262.0462 | 157082.4653 | 162048.7015 | 166861.5774 | 171974.9367 | 178851.2872 | 184142.9124 | 189586.8841 | 195187.9887 | 200768.3136
| Difference | [7 empty] | -1.0809 |  | 0.0038098 | -0.0026494 | 0.0055428 | -0.0018772 | 0.0042186 | -0.00037117 | 0.0018411 | 0.0059341 | 1.3771 | 0.0088703 | 0.018594 | 0.017379 | 0.007505 | -0.00044599 | 0.064437 | -0.0008998 | 2.0747 | 0.03575 | 0.071848 | 0.027499 | 0.99166 | 0.027421 | 0.026116 | -0.014274 | -15.239 | 0.018021 | 0.083594 | -0.015827 | -0.011384 | 0.057843 | 0.031147 | -0.025503 | 0.0090053 | -0.024446 | 0.06363 | 0.0079634 | 0.060374 | 0.094051 | -0.01343 | -0.024093 | 0.012728 | 0.020439 | 0.0041567 | -0.0030934 | 0.01679 | -0.029086 | 0.069236 | 0.0023893 | 0.043366 | 0.067873 | -0.012187 | -0.027424 | 0.051866 | 0.0081626 | 0.042696 | 0.05915
Operating Cost Summary:
| Hydro | [7 empty] | 21688.2718 |  | 0 | 0 | 0 | 0 | 0 | 115.1526 | 706.2533 | 769.1383 | 1287.8519 | 1360.46 | 1840.7616 | 1886.7806 | 1933.9501 | 1982.2989 | 2031.8564 | 2082.6528 | 2134.7191 | 2188.0871 | 2242.7892 | 2298.859 | 2356.3304 | 2415.2387 | 2475.6197 | 2537.5102 | 2600.9479 | 2665.9716 | 2732.6209 | 2800.9364 | 2870.9598 | 2942.7338 | 3016.3022 | 3091.7097 | 3169.0025 | 3248.2275 | 3329.4332 | 3412.6691 | 3497.9858 | 3585.4354 | 3675.0713 | 3766.9481 | 3861.1218 | 3957.6498 | 4056.5911 | 4158.0059 | 4261.956 | 4368.5049 | 4477.7175 | 4589.6605 | 4704.402 | 4822.012 | 4942.5623 | 5066.1264 | 5192.7796 | 5322.599 | 5455.664 | 5592.0556
| HRD | [7 empty] | 331178.1349 |  | 21644.037 | 22650.5549 | 23648.0424 | 24505.2516 | 25173.5348 | 25802.1138 | 26202.6594 | 26862.411 | 27328.1412 | 27946.1375 | 28581.0814 | 29504.6632 | 30365.6153 | 31146.4673 | 31819.3085 | 32754.7461 | 33668.0027 | 34573.7332 | 35444.3457 | 36210.0158 | 37233.2761 | 25278.8242 | 12895.0671 | 13226.4384 | 6941.5085 | 0 | 0 | 0 | 0 | 0 | 0 | 0 | 0 | 0 | 0 | 0 | 0 | 0 | 0 | 0 | 0 | 0 | 0 | 0 | 0 | 0 | 0 | 0 | 0 | 0 | 0 | 0 | 0 | 0 | 0 | 0
| ESP | [7 empty] | 27328.5707 |  | 0 | 0 | 0 | 0 | 0 | 1587.0497 | 3237.6842 | 3321.7719 | 3266.616 | 3304.4994 | 3344.3356 | 3568.3093 | 3740.328 | 3848.414 | 3873.5734 | 4064.3825 | 4229.3668 | 4378.0928 | 4491.7545 | 4523.1824 | 4715.4973 | 3453.9891 | 2133.6314 | 2193.0114 | 1261.5039 | 0 | 0 | 0 | 0 | 0 | 0 | 0 | 0 | 0 | 0 | 0 | 0 | 0 | 0 | 0 | 0 | 0 | 0 | 0 | 0 | 0 | 0 | 0 | 0 | 0 | 0 | 0 | 0 | 0 | 0 | 0
| NewGT | [7 empty] | 39357.5768 |  | 0 | 0 | 0 | 55.7574 | 715.2962 | 743.529 | 726.61 | 746.28 | 741.7646 | 756.9526 | 771.9116 | 796.1165 | 823.4665 | 980.5084 | 2484.5941 | 2572.4851 | 2728.0782 | 3664.6634 | 4551.8441 | 4628.5124 | 4754.0933 | 5109.7817 | 4846.5292 | 5059.3874 | 6204.807 | 6187.6204 | 6349.2175 | 6516.0687 | 6688.0371 | 6870.5492 | 7157.674 | 8442.2015 | 8670.2343 | 8925.1008 | 9180.9249 | 9560.0393 | 11060.3782 | 11405.186 | 11445.2998 | 8723.1203 | 8948.5815 | 9181.1787 | 9418.9759 | 9663.4915 | 9914.6821 | 10318.9828 | 12161.0683 | 12483.6873 | 12810.5675 | 13150.0778 | 13657.6888 | 15796.6337 | 16209.8135 | 16650.2824 | 17098.7989 | 17380.3201
| CCGT | [7 empty] | 157225.5645 |  | 0 | 0 | 0 | 0 | 0 | 0 | 0 | 0 | 0 | 0 | 0 | 0 | 0 | 0 | 0 | 0 | 0 | 0 | 0 | 0 | 376.7871 | 9069.4284 | 18510.8835 | 19239.7442 | 23908.3168 | 35475.5484 | 36959.3563 | 38494.1581 | 40081.8659 | 41718.5853 | 43410.4868 | 45157.0112 | 46968.8335 | 48821.6103 | 50744.2413 | 52727.3248 | 54782.8075 | 56874.2762 | 59667.8606 | 68483.4474 | 71041.284 | 73682.8436 | 76412.9403 | 79232.8949 | 82145.72 | 85150.1782 | 88254.3918 | 91455.9586 | 94766.7825 | 97878.3903 | 101088.2292 | 104394.8943 | 107806.923 | 111307.2294 | 114919.1173 | 118638.6846
| Wind | [7 empty] | 161941.8075 |  | 0 | 0 | 0 | 384.4135 | 1504.7496 | 1542.3682 | 1580.9274 | 1620.4506 | 2530.8191 | 5107.4577 | 5235.1441 | 5366.0227 | 5500.1737 | 6621.8411 | 9631.0326 | 9871.8084 | 11262.7385 | 14850.1095 | 16334.8529 | 19960.5481 | 20459.5627 | 20971.0508 | 21495.3271 | 23292.5227 | 27514.9438 | 28202.816 | 28907.8864 | 29630.5835 | 30371.3496 | 31130.6318 | 31908.8976 | 32706.6201 | 33524.2872 | 34362.3926 | 35221.4525 | 36101.9888 | 37004.5403 | 37929.652 | 38877.8932 | 39849.8406 | 40846.0887 | 41867.2388 | 42913.9198 | 43986.7676 | 45086.4392 | 46213.5979 | 47368.9379 | 48553.1613 | 49766.9928 | 51011.1651 | 52286.4442 | 53593.6053 | 54933.4482 | 56306.7814 | 57714.4511 | 59157.3124
| ExGT | [7 empty] | 13727.8578 |  | 1190 | 1219.75 | 1250.2437 | 1281.4998 | 1313.5373 | 1346.3758 | 1380.0352 | 1414.536 | 1449.8994 | 1486.1469 | 1523.3006 | 1561.3831 | 1600.4177 | 1640.4281 | 840.7194 | 861.7374 | 883.2808 | 0 | 0 | 0 | 0 | 0 | 0 | 0 | 0 | 0 | 0 | 0 | 0 | 0 | 0 | 0 | 0 | 0 | 0 | 0 | 0 | 0 | 0 | 0 | 0 | 0 | 0 | 0 | 0 | 0 | 0 | 0 | 0 | 0 | 0 | 0 | 0 | 0 | 0 | 0
| Total operating costs | [7 empty] | 752447.7839 |  | 22834.037 | 23870.3049 | 24898.2862 | 26226.9223 | 28707.1179 | 31136.589 | 33834.1695 | 34734.5878 | 36605.0922 | 39961.6541 | 41296.5349 | 42683.2755 | 43963.9512 | 46219.9578 | 50681.0844 | 52207.8122 | 54906.1862 | 59654.686 | 63065.5864 | 67621.1177 | 69895.547 | 66298.3129 | 62357.058 | 65548.6142 | 68432.0278 | 72531.9564 | 74949.081 | 77441.7468 | 80012.2125 | 82662.5001 | 85493.3606 | 89397.5425 | 92332.3576 | 95357.3312 | 98476.052 | 101802.022 | 106345.7117 | 109794.5496 | 113666.1249 | 120823.3564 | 124697.076 | 128688.911 | 132802.4271 | 137041.1599 | 141408.7974 | 146051.2638 | 152262.1154 | 157082.4677 | 162048.7449 | 166861.6453 | 171974.9245 | 178851.2597 | 184142.9643 | 189586.8923 | 195188.0314 | 200768.3727
| FUEL | [7 empty] | 6706178.439 |  | 197611.6496 | 243194.2382 | 278783.9261 | 314079.1256 | 332397.4594 | 343365.3872 | 317721.1294 | 323703.6825 | 302833.8222 | 297326.2905 | 293476.2896 | 319563.6146 | 337379.1482 | 343927.3808 | 340113.6129 | 362638.6239 | 380109.4047 | 395626.2912 | 404623.0639 | 399939.8255 | 420458.6525 | 475066.7182 | 530909.8411 | 551065.1883 | 591079.8983 | 659917.6131 | 689889.5911 | 722715.7944 | 754518.8193 | 789078.0398 | 822260.7396 | 858848.0125 | 896560.9984 | 935372.4366 | 977506.6817 | 1018198.6857 | 1062501.2702 | 1106401.3982 | 1153665.5162 | 1200463.3714 | 1251870.1151 | 1301000.1642 | 1350424.0435 | 1403317.8498 | 1457846.6475 | 1512235.8959 | 1567985.2916 | 1628044.3702 | 1686106.8264 | 1738984.7022 | 1792778.0411 | 1847514.6022 | 1907712.7189 | 1964043.2709 | 2025656.7248 | 2088226.8441
No. 2 Fuel
| ¢/litre (Fuel Forecast) | [9 empty] | 0.98042 | 0.93875 | 0.89 | 0.915 | 0.955 | 0.995 | 1.025 | 1.05 | 1.085 | 1.115 | 1.145 | 1.18 | 1.205 | 1.23 | 1.255 | 1.28 | 1.305 | 1.33 | 1.355 | 1.38 | 1.41 | 1.435 | 1.465 | 1.495 | 1.525 | 1.555 | 1.585 | 1.62 | 1.65 | 1.685 | 1.715 | 1.75 | 1.785 | 1.82 | 1.86 | 1.895 | 1.935 | 1.97 | 2.01 | 2.05 | 2.095 | 2.135 | 2.175 | 2.22 | 2.265 | 2.31 | 2.355 | 2.405 | 2.45 | 2.5 | 2.55 | 2.6 | 2.655 | 2.705 | 2.76 | 2.815
| $/bbl | 158.987 | [8 empty] | 155.8735 | 149.249 | 141.4984 | 145.4731 | 151.8326 | 158.1921 | 162.9617 | 166.9364 | 172.5009 | 177.2705 | 182.0401 | 187.6047 | 191.5793 | 195.554 | 199.5287 | 203.5034 | 207.478 | 211.4527 | 215.4274 | 219.4021 | 224.1717 | 228.1463 | 232.916 | 237.6856 | 242.4552 | 247.2248 | 251.9944 | 257.5589 | 262.3286 | 267.8931 | 272.6627 | 278.2272 | 283.7918 | 289.3563 | 295.7158 | 301.2804 | 307.6398 | 313.2044 | 319.5639 | 325.9233 | 333.0778 | 339.4372 | 345.7967 | 352.9511 | 360.1056 | 367.26 | 374.4144 | 382.3637 | 389.5181 | 397.4675 | 405.4169 | 413.3662 | 422.1105 | 430.0598 | 438.8041 | 447.5484
| Barrels (000's) | [9 empty] | 15.1775 | 22.6152 | 39.0495 | 54.8268 | 53.5423 | 57.2674 | 40.7759 | 41.2897 | 31.7211 | 30.3062 | 29.1278 | 32.4301 | 36.6799 | 37.4305 | 32.8322 | 38.3785 | 42.6681 | 46.3338 | 47.4727 | 40.7655 | 45.7143 | 691.3317 | 1333.711 | 1369.626 | 1879.156 | 2669.302 | 2737.718 | 2806.021 | 2876.236 | 2945.496 | 3015.67 | 3086.858 | 3159.221 | 3232.597 | 3305.561 | 3379.572 | 3453.718 | 3532.522 | 3610.125 | 3683.269 | 3758.492 | 3832.815 | 3905.254 | 3975.955 | 4048.387 | 4117.617 | 4187.834 | 4257.842 | 4328.699 | 4375.162 | 4422.061 | 4469.438 | 4519.463 | 4566.907 | 4616.312 | 4665.924
| No. 2 fuel expense ($000) | [7 empty] | 2956968.6763 |  | 2365.7764 | 3375.3 | 5525.4359 | 7975.819 | 8129.4658 | 9059.2419 | 6644.9073 | 6892.7518 | 5471.9095 | 5372.3883 | 5302.4317 | 6084.0398 | 7027.1032 | 7319.6785 | 6550.9717 | 7810.1496 | 8852.6977 | 9797.397 | 10226.9239 | 8944.0237 | 10247.842 | 157724.8005 | 310642.5713 | 325540.3296 | 455611.0968 | 659917.6131 | 689889.5911 | 722715.7944 | 754518.8193 | 789078.0398 | 822260.7396 | 858848.0125 | 896560.9984 | 935372.4366 | 977506.6817 | 1018198.6857 | 1062501.2702 | 1106401.3982 | 1153665.5162 | 1200463.3714 | 1251870.1151 | 1301000.1642 | 1350424.0435 | 1403317.8498 | 1457846.6475 | 1512235.8959 | 1567985.2916 | 1628044.3702 | 1686106.8264 | 1738984.7022 | 1792778.0411 | 1847514.6022 | 1907712.7189 | 1964043.2709 | 2025656.7248 | 2088226.8441
NO. 6 FUEL:
| 0.7%s $/bbl (Fuel Forecast) | [9 empty] | 121.9 | 113.7 | 106.1 | 107.6 | 111.8 | 116.6 | 119.4 | 122.2 | 125.4 | 128.5 | 130.1 | 133.3 | 136.4 | 139.3 | 141.9 | 144.8 | 147.4 | 150.5 | 153.3 | 156.4 | 159.5 | 162.7 | 165.9 | 169.3 | 172.6 | 176.1 | 179.6 | 183.2 | 186.9 | 190.6 | 194.4 | 198.3 | 202.3 | 206.3 | 210.4 | 214.7 | 218.9 | 223.3 | 227.8 | 232.4 | 237 | 241.7 | 246.6 | 251.5 | 256.5 | 261.7 | 266.9 | 272.2 | 277.7 | 283.2 | 288.9 | 294.7 | 300.6 | 306.6 | 312.7 | 319
| 2.2% s $/bbl (Fuel Forecast) | [9 empty] | 114.6 | 107.5 | 99.9 | 102.4 | 106.7 | 111.3 | 113.7 | 115.6 | 116.4 | 116.9 | 117.9 | 119.7 | 121.5 | 123.1 | 125.7 | 128.6 | 131.2 | 134.2 | 137 | 139.8 | 142.6 | 145.4 | 148.3 | 151.3 | 154.3 | 157.4 | 160.5 | 163.8 | 167 | 170.4 | 173.8 | 177.3 | 180.8 | 184.4 | 188.1 | 191.9 | 195.7 | 199.6 | 203.6 | 207.7 | 211.8 | 216.1 | 220.4 | 224.8 | 229.3 | 233.9 | 238.6 | 243.3 | 248.2 | 253.2 | 258.2 | 263.4 | 268.7 | 274 | 279.5 | 285.1
| $/bbl - Island Interconnected (0.7%s 2012-17; 2.2%s. 2017-2036) | [9 empty] | 121.9 | 113.7 | 106.1 | 107.6 | 111.8 | 114.1218 | 113.7 | 115.6 | 116.4 | 116.9 | 117.9 | 119.7 | 121.5 | 123.1 | 125.7 | 128.6 | 131.2 | 134.2 | 137 | 139.8 | 142.6 | 145.4 | 148.3 | 151.3 | 154.3 | 157.4 | 160.5 | 163.8 | 167 | 170.4 | 173.8 | 177.3 | 180.8 | 184.4 | 188.1 | 191.9 | 195.7 | 199.6 | 203.6 | 207.7 | 211.8 | 216.1 | 220.4 | 224.8 | 229.3 | 233.9 | 238.6 | 243.3 | 248.2 | 253.2 | 258.2 | 263.4 | 268.7 | 274 | 279.5 | 285.1
| Tug boat costs ($/bbl) | [9 empty] | 2012: 0.324; 2013: 0.331; 2014: 0.338; 2015: 0.345; 2016: 0.352; 2017: 0.359; 2018: 0.367; 2019: 0.374; 2020: 0.381; 2021: 0.389; 2022: 0.397; 2023: 0.405; 2024: 0.413; 2025: 0.422; 2026: 0.43; 2027: 0.439; 2028: 0.448; 2029: 0.456; 2030: 0.466; 2031: 0.475; 2032: 0.484; 2033: 0.494; 2034: 0.504; 2035: 0.514; 2036: 0.524
[11 empty] | 122.224 | 114.031 | 106.438 | 107.945 | 112.152 | 114.4808 | 114.067 | 115.974 | 116.781 | 117.289 | 118.297 | 120.105 | 121.913 | 123.522 | 126.13 | 129.039 | 131.648 | 134.656 | 137.466 | 140.275 | 143.084 | 145.894 | 148.804 | 151.814 | 154.824
| Barrels (000's) | [9 empty] | 1597.443 | 2103.103 | 2567.302 | 2835.734 | 2891.326 | 2920.194 | 2727.136 | 2731.741 | 2546.321 | 2489.184 | 2436.02 | 2610.046 | 2709.736 | 2725.083 | 2644.594 | 2749.777 | 2820.071 | 2865.293 | 2869.045 | 2787.352 | 2866.923 | 2175.154 | 1480.251 | 1485.534 | 874.9858 | 0 | 0 | 0 | 0 | 0 | 0 | 0 | 0 | 0 | 0 | 0 | 0 | 0 | 0 | 0 | 0 | 0 | 0 | 0 | 0 | 0 | 0 | 0 | 0 | 0 | 0 | 0 | 0 | 0 | 0 | 0
| No. 6 fuel expense ($000) | [7 empty] | 3749209.7627 |  | 195245.8732 | 239818.9382 | 273258.4903 | 306103.3066 | 324267.9936 | 334306.1453 | 311076.2221 | 316810.9307 | 297361.9127 | 291953.9022 | 288173.8579 | 313479.5748 | 330352.045 | 336607.7023 | 333562.6412 | 354828.4743 | 371256.707 | 385828.8942 | 394396.14 | 390995.8018 | 410210.8105 | 317341.9177 | 220267.2698 | 225524.8587 | 135468.8015 | 0 | 0 | 0 | 0 | 0 | 0 | 0 | 0 | 0 | 0 | 0 | 0 | 0 | 0 | 0 | 0 | 0 | 0 | 0 | 0 | 0 | 0 | 0 | 0 | 0 | 0 | 0 | 0 | 0 | 0 | 0
| TOTAL FUEL | [7 empty] | 6706178.439 |  | 197611.6496 | 243194.2382 | 278783.9261 | 314079.1256 | 332397.4594 | 343365.3872 | 317721.1294 | 323703.6825 | 302833.8222 | 297326.2905 | 293476.2896 | 319563.6146 | 337379.1482 | 343927.3808 | 340113.6129 | 362638.6239 | 380109.4047 | 395626.2912 | 404623.0639 | 399939.8255 | 420458.6525 | 475066.7182 | 530909.8411 | 551065.1883 | 591079.8983 | 659917.6131 | 689889.5911 | 722715.7944 | 754518.8193 | 789078.0398 | 822260.7396 | 858848.0125 | 896560.9984 | 935372.4366 | 977506.6817 | 1018198.6857 | 1062501.2702 | 1106401.3982 | 1153665.5162 | 1200463.3714 | 1251870.1151 | 1301000.1642 | 1350424.0435 | 1403317.8498 | 1457846.6475 | 1512235.8959 | 1567985.2916 | 1628044.3702 | 1686106.8264 | 1738984.7022 | 1792778.0411 | 1847514.6022 | 1907712.7189 | 1964043.2709 | 2025656.7248 | 2088226.8441
| Fuel costs per Strategist | [7 empty] | 6745840.7223 |  | 202664.4219 | 248130.7983 | 283387.9542 | 318753.6369 | 337264.7908 | 348301.8714 | 322646.9418 | 328723.6404 | 307895.9472 | 302399.3598 | 298587.6269 | 320009.4606 | 337374.2497 | 343923.8717 | 340113.1884 | 362643.2119 | 380114.5672 | 395623.3597 | 404620.8405 | 399941.4666 | 420463.8814 | 475072.2984 | 530917.6607 | 551059.4457 | 591077.2964 | 659917.4432 | 689892.1027 | 722713.7467 | 754519.689 | 789074.1715 | 822259.8717 | 858841.8329 | 896568.0956 | 935374.1527 | 977512.8019 | 1018199.6531 | 1062507.0034 | 1106401.5521 | 1153670.8795 | 1200473.9748 | 1251875.9059 | 1300989.4155 | 1350418.262 | 1403306.9162 | 1457853.8713 | 1512237.8009 | 1567981.6825 | 1628048.2291 | 1686105.0414 | 1738990.7241 | 1792765.9942 | 1847510.6393 | 1907704.4667 | 1964042.7491 | 2025651.6639 | 2088217.3976
| Less PPAs included with Fuel | [7 empty] | -39640.8109 |  | -5050.2578 | -4931.1255 | -4601.5161 | -4666.5708 | -4862.0591 | -4942.0234 | -4931.2007 | -5013.583 | -5062.0542 | -5069.9087 | -5113.2778 | -440.9085 | 0 | 0 | 0 | 0 | 0 | 0 | 0 | 0 | 0 | 0 | 0 | 0 | 0 | 0 | 0 | 0 | 0 | 0 | 0 | 0 | 0 | 0 | 0 | 0 | 0 | 0 | 0 | 0 | 0 | 0 | 0 | 0 | 0 | 0 | 0 | 0 | 0 | 0 | 0 | 0 | 0 | 0 | 0 | 0
| Total Fuel | [7 empty] | 6706199.9114 |  | 197614.1641 | 243199.6728 | 278786.4381 | 314087.0661 | 332402.7317 | 343359.8479 | 317715.7412 | 323710.0574 | 302833.893 | 297329.4511 | 293474.3491 | 319568.5521 | 337374.2497 | 343923.8717 | 340113.1884 | 362643.2119 | 380114.5672 | 395623.3597 | 404620.8405 | 399941.4666 | 420463.8814 | 475072.2984 | 530917.6607 | 551059.4457 | 591077.2964 | 659917.4432 | 689892.1027 | 722713.7467 | 754519.689 | 789074.1715 | 822259.8717 | 858841.8329 | 896568.0956 | 935374.1527 | 977512.8019 | 1018199.6531 | 1062507.0034 | 1106401.5521 | 1153670.8795 | 1200473.9748 | 1251875.9059 | 1300989.4155 | 1350418.262 | 1403306.9162 | 1457853.8713 | 1512237.8009 | 1567981.6825 | 1628048.2291 | 1686105.0414 | 1738990.7241 | 1792765.9942 | 1847510.6393 | 1907704.4667 | 1964042.7491 | 2025651.6639 | 2088217.3976
| Difference | [7 empty] | -21.4724 |  | -2.5145 | -5.4346 | -2.512 | -7.9405 | -5.2724 | 5.5393 | 5.3883 | -6.3749 | -0.070743 | -3.1607 | 1.9405 | -4.9375 | 4.8985 | 3.5091 | 0.42448 | -4.5879 | -5.1625 | 2.9315 | 2.2234 | -1.6411 | -5.2289 | -5.5802 | -7.8197 | 5.7426 | 2.6019 | 0.16981 | -2.5116 | 2.0477 | -0.8697 | 3.8682 | 0.86789 | 6.1795 | -7.0973 | -1.7161 | -6.1202 | -0.96738 | -5.7332 | -0.1539 | -5.3634 | -10.6034 | -5.7908 | 10.7486 | 5.7815 | 10.9336 | -7.2238 | -1.905 | 3.6091 | -3.8589 | 1.785 | -6.0219 | 12.0469 | 3.9629 | 8.2522 | 0.52182 | 5.0609 | 9.4465
| POWER PURCHASES | [7 empty] | 763770.1145 |  | 50667.6447 | 52794.0179 | 52556.1055 | 54997.1967 | 61931.2854 | 62139.0341 | 62260.473 | 62477.7611 | 62665.8591 | 62812.0334 | 62998.5715 | 55712.2404 | 55148.3163 | 55284.1417 | 55422.6801 | 55563.9869 | 52180.9885 | 42147.2498 | 42216.5854 | 42287.3098 | 42359.4447 | 42433.0145 | 42508.0681 | 40054.6715 | 32833.8333 | 32858.6616 | 32884.0026 | 32909.8374 | 32936.1761 | 32963.0577 | 32990.4706 | 33018.432 | 33046.9514 | 33076.0443 | 33105.7117 | 33135.986 | 33166.8486 | 33198.3445 | 33230.4617 | 33263.2195 | 33296.6367 | 33330.7095 | 33365.4771 | 33400.937 | 33437.1194 | 33474.0071 | 33511.6538 | 33550.0347 | 33589.1985 | 33629.1226 | 33669.8633 | 33711.4128 | 33753.7876 | 33797.0159 | 33841.1113 | 33886.0864
Power purchases - Other
| Included with Strategist O&M | [9 empty] | 45617.3868 | 47862.8925 | 47954.5894 | 50330.6259 | 57069.2263 | 57197.0106 | 57329.2723 | 57464.1781 | 57603.8049 | 57742.1248 | 57885.2937 | 55271.3319 | 55148.3163 | 55284.1417 | 55422.6801 | 55563.9869 | 52180.9885 | 42147.2498 | 42216.5854 | 42287.3098 | 42359.4447 | 42433.0145 | 42508.0681 | 40054.6715 | 32833.8333 | 32858.6616 | 32884.0026 | 32909.8374 | 32936.1761 | 32963.0577 | 32990.4706 | 33018.432 | 33046.9514 | 33076.0443 | 33105.7117 | 33135.986 | 33166.8486 | 33198.3445 | 33230.4617 | 33263.2195 | 33296.6367 | 33330.7095 | 33365.4771 | 33400.937 | 33437.1194 | 33474.0071 | 33511.6538 | 33550.0347 | 33589.1985 | 33629.1226 | 33669.8633 | 33711.4128 | 33753.7876 | 33797.0159 | 33841.1113 | 33886.0864
| Included with Strategist Fuel | [9 empty] | 5050.2578 | 4931.1255 | 4601.5161 | 4666.5708 | 4862.0591 | 4942.0234 | 4931.2007 | 5013.583 | 5062.0542 | 5069.9087 | 5113.2778 | 440.9085 | 0 | 0 | 0 | 0 | 0 | 0 | 0 | 0 | 0 | 0 | 0 | 0 | 0 | 0 | 0 | 0 | 0 | 0 | 0 | 0 | 0 | 0 | 0 | 0 | 0 | 0 | 0 | 0 | 0 | 0 | 0 | 0 | 0 | 0 | 0 | 0 | 0 | 0 | 0 | 0 | 0 | 0 | 0 | 0
| Total power purchases - other | [7 empty] | 763770.1145 |  | 50667.6447 | 52794.0179 | 52556.1055 | 54997.1967 | 61931.2854 | 62139.0341 | 62260.473 | 62477.7611 | 62665.8591 | 62812.0334 | 62998.5715 | 55712.2404 | 55148.3163 | 55284.1417 | 55422.6801 | 55563.9869 | 52180.9885 | 42147.2498 | 42216.5854 | 42287.3098 | 42359.4447 | 42433.0145 | 42508.0681 | 40054.6715 | 32833.8333 | 32858.6616 | 32884.0026 | 32909.8374 | 32936.1761 | 32963.0577 | 32990.4706 | 33018.432 | 33046.9514 | 33076.0443 | 33105.7117 | 33135.986 | 33166.8486 | 33198.3445 | 33230.4617 | 33263.2195 | 33296.6367 | 33330.7095 | 33365.4771 | 33400.937 | 33437.1194 | 33474.0071 | 33511.6538 | 33550.0347 | 33589.1985 | 33629.1226 | 33669.8633 | 33711.4128 | 33753.7876 | 33797.0159 | 33841.1113 | 33886.0864
| Totals by Component | [7 empty] | 10778339.0696 |  | 271113.3312 | 319858.561 | 356238.3178 | 398130.9324 | 440078.119 | 503423.9824 | 569287.1993 | 572908.6226 | 565959.3142 | 574549.9585 | 584283.3265 | 609886.2206 | 622473.2096 | 632768.8364 | 664255.4637 | 683437.5152 | 723421.845 | 756069.5839 | 776906.2392 | 785071.6597 | 802924.3261 | 892217.1456 | 968906.5653 | 989024.4642 | 1049288.7519 | 1109057.3543 | 1131560.6088 | 1156994.1236 | 1188604.6237 | 1245796.3097 | 1272837.2785 | 1318931.6519 | 1348674.0697 | 1386402.0269 | 1440641.7082 | 1475016.148 | 1538677.6255 | 1597392.855 | 1650252.7282 | 1783072.9042 | 1824245.2177 | 1864846.7777 | 1923067.4443 | 1996593.1959 | 2079387.5697 | 2125096.8763 | 2194999.3483 | 2243736.4386 | 2302504.8951 | 2393757.87 | 2445175.7771 | 2602014.8428 | 2737822.2585 | 2792692.1541 | 2903850.4907 | 3035609.5474
| Totals per Strategist | [7 empty] | 10778362.9919 |  | 271115.82 | 319864 | 356240.87 | 398138.938 | 440083.4 | 503418.48 | 569281.84 | 572915.06 | 565958.02 | 574553.07 | 584281.41 | 609891.19 | 622468.46 | 632765.5 | 664255.1 | 683442.2 | 723425.2 | 756066.8 | 776904.1 | 785073.5 | 802928.7 | 892222.9 | 968914.6 | 989018.9 | 1049301.7 | 1109057.1 | 1131563 | 1156992.1 | 1188605.5 | 1245792.4 | 1272836.5 | 1318925.5 | 1348681.2 | 1386403.8 | 1440647.8 | 1475017.6 | 1538683.3 | 1597393.5 | 1650258.4 | 1783083.8 | 1824251.3 | 1864836.8 | 1923061.6 | 1996582.6 | 2079395.2 | 2125099.4 | 2194996.3 | 2243740.3 | 2302503.3 | 2393764.5 | 2445164.1 | 2602011.6 | 2737814.9 | 2792692.3 | 2903846.3 | 3035600.2
| Difference | [7 empty] | -23.9223 |  | -2.4888 | -5.439 | -2.5522 | -8.0056 | -5.281 | 5.5024 | 5.3593 | -6.4374 | 1.2942 | -3.1115 | 1.9165 | -4.9694 | 4.7496 | 3.3364 | 0.36375 | -4.6848 | -3.355 | 2.7839 | 2.1392 | -1.8403 | -4.3739 | -5.7544 | -8.0347 | 5.5642 | -12.9481 | 0.25432 | -2.3912 | 2.0236 | -0.87633 | 3.9097 | 0.7785 | 6.1519 | -7.1303 | -1.7731 | -6.0918 | -1.452 | -5.6745 | -0.64501 | -5.6718 | -10.8958 | -6.0823 | 9.9777 | 5.8443 | 10.5959 | -7.6303 | -2.5237 | 3.0483 | -3.8614 | 1.5951 | -6.63 | 11.6771 | 3.2428 | 7.3585 | -0.14586 | 4.1907 | 9.3474
1 | 50MW CT | [9 empty] | 2012 | 2013 | 2014 | 2015 | 2016 | 2017 | 2018 | 2019 | 2020 | 2021 | 2022 | 2023 | 2024 | 2025 | 2026 | 2027 | 2028 | 2029 | 2030 | 2031 | 2032 | 2033 | 2034 | 2035 | 2036 | 2037 | 2038 | 2039 | 2040 | 2041 | 2042 | 2043 | 2044 | 2045 | 2046 | 2047 | 2048 | 2049 | 2050 | 2051 | 2052 | 2053 | 2054 | 2055 | 2056 | 2057 | 2058 | 2059 | 2060 | 2061 | 2062 | 2063 | 2064 | 2065 | 2066 | 2067
CT | Base | CT - Base | [6 empty] | 78178.0973 |  | 0 | 786.1871 | 20532.1149 | 56859.7953 | 0 | 0 | 0 | 0 | 0 | 0 | 0 | 0 | 0 | 0 | 0 | 0 | 0 | 0 | 0 | 0 | 0 | 0 | 0 | 0 | 0 | 0 | 0 | 0 | 0 | 0 | 0 | 0 | 0 | 0 | 0 | 0 | 0 | 0 | 0 | 0 | 0 | 0 | 0 | 0 | 0 | 0 | 0 | 0 | 0 | 0 | 0 | 0 | 0 | 0 | 0 | 0
CT | Escalation | CT - Escalation
CT | AFUDC | CT - AFUDC | [6 empty] | 3601.1972 |  | 0 | 18.4263 | 691.9169 | 2890.854 | 0 | 0 | 0 | 0 | 0 | 0 | 0 | 0 | 0 | 0 | 0 | 0 | 0 | 0 | 0 | 0 | 0 | 0 | 0 | 0 | 0 | 0 | 0 | 0 | 0 | 0 | 0 | 0 | 0 | 0 | 0 | 0 | 0 | 0 | 0 | 0 | 0 | 0 | 0 | 0 | 0 | 0 | 0 | 0 | 0 | 0 | 0 | 0 | 0 | 0 | 0 | 0
CT | Total | CT - Total | [5 empty] | 81779.2945 | 81779.2945
2 | Wind 25MW
W | Base | W - Base | [6 empty] | 66522.9762 |  | 0 | 0 | 21794.3209 | 44728.6554 | 0 | 0 | 0 | 0 | 0 | 0 | 0 | 0 | 0 | 0 | 0 | 0 | 0 | 0 | 0 | 0 | 0 | 0 | 0 | 0 | 0 | 0 | 0 | 0 | 0 | 0 | 0 | 0 | 0 | 0 | 0 | 0 | 0 | 0 | 0 | 0 | 0 | 0 | 0 | 0 | 0 | 0 | 0 | 0 | 0 | 0 | 0 | 0 | 0 | 0 | 0 | 0
W | Escalation | W - Escalation
W | AFUDC | W - AFUDC | [6 empty] | 2782.9345 |  | 0 | 0 | 681.0725 | 2101.8619 | 0 | 0 | 0 | 0 | 0 | 0 | 0 | 0 | 0 | 0 | 0 | 0 | 0 | 0 | 0 | 0 | 0 | 0 | 0 | 0 | 0 | 0 | 0 | 0 | 0 | 0 | 0 | 0 | 0 | 0 | 0 | 0 | 0 | 0 | 0 | 0 | 0 | 0 | 0 | 0 | 0 | 0 | 0 | 0 | 0 | 0 | 0 | 0 | 0 | 0 | 0 | 0
W | Total | W - Total | [5 empty] | 69305.9107 | 69305.9107
3 | Holyrood ESP - Units 1&2
ESP | Base | ESP - Base | [6 empty] | 409869.9156 |  | 0 | 0 | 52069.8012 | 169735.4022 | 174725.6231 | 13339.0891 | 0 | 0 | 0 | 0 | 0 | 0 | 0 | 0 | 0 | 0 | 0 | 0 | 0 | 0 | 0 | 0 | 0 | 0 | 0 | 0 | 0 | 0 | 0 | 0 | 0 | 0 | 0 | 0 | 0 | 0 | 0 | 0 | 0 | 0 | 0 | 0 | 0 | 0 | 0 | 0 | 0 | 0 | 0 | 0 | 0 | 0 | 0 | 0 | 0 | 0
ESP | Escalation | ESP - Escalation
ESP | AFUDC | ESP - AFUDC | [6 empty] | 43798.8737 |  | 0 | 0 | 1627.1813 | 8660.2927 | 19965.9681 | 13545.4317 | 0 | 0 | 0 | 0 | 0 | 0 | 0 | 0 | 0 | 0 | 0 | 0 | 0 | 0 | 0 | 0 | 0 | 0 | 0 | 0 | 0 | 0 | 0 | 0 | 0 | 0 | 0 | 0 | 0 | 0 | 0 | 0 | 0 | 0 | 0 | 0 | 0 | 0 | 0 | 0 | 0 | 0 | 0 | 0 | 0 | 0 | 0 | 0 | 0 | 0
ESP | Total | ESP - Total | [5 empty] | 453668.7893 | 453668.7893
4 | Holyrood ESP - Unit 3
ESP | Base | ESP - Base | [6 empty] | 204934.9578 |  | 0 | 0 | 26034.9006 | 84867.7011 | 87362.8115 | 6669.5446 | 0 | 0 | 0 | 0 | 0 | 0 | 0 | 0 | 0 | 0 | 0 | 0 | 0 | 0 | 0 | 0 | 0 | 0 | 0 | 0 | 0 | 0 | 0 | 0 | 0 | 0 | 0 | 0 | 0 | 0 | 0 | 0 | 0 | 0 | 0 | 0 | 0 | 0 | 0 | 0 | 0 | 0 | 0 | 0 | 0 | 0 | 0 | 0 | 0 | 0
ESP | Escalation | ESP - Escalation
ESP | AFUDC | ESP - AFUDC | [6 empty] | 21899.4369 |  | 0 | 0 | 813.5906 | 4330.1464 | 9982.984 | 6772.7158 | 0 | 0 | 0 | 0 | 0 | 0 | 0 | 0 | 0 | 0 | 0 | 0 | 0 | 0 | 0 | 0 | 0 | 0 | 0 | 0 | 0 | 0 | 0 | 0 | 0 | 0 | 0 | 0 | 0 | 0 | 0 | 0 | 0 | 0 | 0 | 0 | 0 | 0 | 0 | 0 | 0 | 0 | 0 | 0 | 0 | 0 | 0 | 0 | 0 | 0
ESP | Total | ESP - Total | [5 empty] | 226834.3947 | 226834.3947
5 | Island Pond
H | Base | H - Base | [6 empty] | 247381.3654 |  | 0 | 0 | 6900.5794 | 59121.5213 | 81121.5499 | 100237.7148 | 0 | 0 | 0 | 0 | 0 | 0 | 0 | 0 | 0 | 0 | 0 | 0 | 0 | 0 | 0 | 0 | 0 | 0 | 0 | 0 | 0 | 0 | 0 | 0 | 0 | 0 | 0 | 0 | 0 | 0 | 0 | 0 | 0 | 0 | 0 | 0 | 0 | 0 | 0 | 0 | 0 | 0 | 0 | 0 | 0 | 0 | 0 | 0 | 0 | 0
H | Escalation | H - Escalation
H | AFUDC | H - AFUDC | [6 empty] | 20021.9264 |  | 0 | 0 | 161.7323 | 2288.942 | 6814.5969 | 10756.6552 | 0 | 0 | 0 | 0 | 0 | 0 | 0 | 0 | 0 | 0 | 0 | 0 | 0 | 0 | 0 | 0 | 0 | 0 | 0 | 0 | 0 | 0 | 0 | 0 | 0 | 0 | 0 | 0 | 0 | 0 | 0 | 0 | 0 | 0 | 0 | 0 | 0 | 0 | 0 | 0 | 0 | 0 | 0 | 0 | 0 | 0 | 0 | 0 | 0 | 0
H | Total | H - Total | [5 empty] | 267403.2918 | 267403.2918
6 | Holyrood Refurbishment1
HRD | Base | HRD - Base | [6 empty] | 234933.233 |  | 0 | 6143.1876 | 50338.6581 | 58063.8977 | 66146.5223 | 54240.9674 | 0 | 0 | 0 | 0 | 0 | 0 | 0 | 0 | 0 | 0 | 0 | 0 | 0 | 0 | 0 | 0 | 0 | 0 | 0 | 0 | 0 | 0 | 0 | 0 | 0 | 0 | 0 | 0 | 0 | 0 | 0 | 0 | 0 | 0 | 0 | 0 | 0 | 0 | 0 | 0 | 0 | 0 | 0 | 0 | 0 | 0 | 0 | 0 | 0 | 0
HRD | Escalation | HRD - Escalation
HRD | AFUDC | HRD - AFUDC | [6 empty] | 0 |  | 0 | 0 | 0 | 0 | 0 | 0 | 0 | 0 | 0 | 0 | 0 | 0 | 0 | 0 | 0 | 0 | 0 | 0 | 0 | 0 | 0 | 0 | 0 | 0 | 0 | 0 | 0 | 0 | 0 | 0 | 0 | 0 | 0 | 0 | 0 | 0 | 0 | 0 | 0 | 0 | 0 | 0 | 0 | 0 | 0 | 0 | 0 | 0 | 0 | 0 | 0 | 0 | 0 | 0 | 0 | 0
HRD | Total | HRD - Total | [5 empty] | 234933.233 | 234933.233
7 | Holyrood Low Nox Burners
HRD | Base | HRD - Base | [6 empty] | 21836.3829 |  | 0 | 0 | 0 | 6181.8121 | 6969.1752 | 8685.3956 | 0 | 0 | 0 | 0 | 0 | 0 | 0 | 0 | 0 | 0 | 0 | 0 | 0 | 0 | 0 | 0 | 0 | 0 | 0 | 0 | 0 | 0 | 0 | 0 | 0 | 0 | 0 | 0 | 0 | 0 | 0 | 0 | 0 | 0 | 0 | 0 | 0 | 0 | 0 | 0 | 0 | 0 | 0 | 0 | 0 | 0 | 0 | 0 | 0 | 0
HRD | Escalation | HRD - Escalation
HRD | AFUDC | HRD - AFUDC | [6 empty] | 0 |  | 0 | 0 | 0 | 0 | 0 | 0 | 0 | 0 | 0 | 0 | 0 | 0 | 0 | 0 | 0 | 0 | 0 | 0 | 0 | 0 | 0 | 0 | 0 | 0 | 0 | 0 | 0 | 0 | 0 | 0 | 0 | 0 | 0 | 0 | 0 | 0 | 0 | 0 | 0 | 0 | 0 | 0 | 0 | 0 | 0 | 0 | 0 | 0 | 0 | 0 | 0 | 0 | 0 | 0 | 0 | 0
HRD | Total | HRD - Total | [5 empty] | 21836.3829 | 21836.3829
8 | PORTLAND CREEK
H | Base | H - Base | [6 empty] | 141189.7951 |  | 0 | 0 | 0 | 0 | 0 | 5830.0014 | 30768.642 | 104591.1518 | 0 | 0 | 0 | 0 | 0 | 0 | 0 | 0 | 0 | 0 | 0 | 0 | 0 | 0 | 0 | 0 | 0 | 0 | 0 | 0 | 0 | 0 | 0 | 0 | 0 | 0 | 0 | 0 | 0 | 0 | 0 | 0 | 0 | 0 | 0 | 0 | 0 | 0 | 0 | 0 | 0 | 0 | 0 | 0 | 0 | 0 | 0 | 0
H | Escalation | H - Escalation
H | AFUDC | H - AFUDC | [6 empty] | 6699.4203 |  | 0 | 0 | 0 | 0 | 0 | 182.1875 | 1337.2819 | 5179.9509 | 0 | 0 | 0 | 0 | 0 | 0 | 0 | 0 | 0 | 0 | 0 | 0 | 0 | 0 | 0 | 0 | 0 | 0 | 0 | 0 | 0 | 0 | 0 | 0 | 0 | 0 | 0 | 0 | 0 | 0 | 0 | 0 | 0 | 0 | 0 | 0 | 0 | 0 | 0 | 0 | 0 | 0 | 0 | 0 | 0 | 0 | 0 | 0
H | Total | H - Total | [5 empty] | 147889.2155 | 147889.2155
9 | Wind 25MWx2
W | Base | W - Base | [6 empty] | 151265.0066 |  | 0 | 0 | 0 | 0 | 0 | 0 | 0 | 49557.5856 | 101707.421 | 0 | 0 | 0 | 0 | 0 | 0 | 0 | 0 | 0 | 0 | 0 | 0 | 0 | 0 | 0 | 0 | 0 | 0 | 0 | 0 | 0 | 0 | 0 | 0 | 0 | 0 | 0 | 0 | 0 | 0 | 0 | 0 | 0 | 0 | 0 | 0 | 0 | 0 | 0 | 0 | 0 | 0 | 0 | 0 | 0 | 0 | 0
W | Escalation | W - Escalation
W | AFUDC | W - AFUDC | [6 empty] | 6328.0482 |  | 0 | 0 | 0 | 0 | 0 | 0 | 0 | 1548.6746 | 4779.3736 | 0 | 0 | 0 | 0 | 0 | 0 | 0 | 0 | 0 | 0 | 0 | 0 | 0 | 0 | 0 | 0 | 0 | 0 | 0 | 0 | 0 | 0 | 0 | 0 | 0 | 0 | 0 | 0 | 0 | 0 | 0 | 0 | 0 | 0 | 0 | 0 | 0 | 0 | 0 | 0 | 0 | 0 | 0 | 0 | 0 | 0 | 0
W | Total | W - Total | [5 empty] | 157593.0548 | 157593.0548
10 | ROUND POND
H | Base | H - Base | [6 empty] | 193306.3754 |  | 0 | 0 | 0 | 0 | 0 | 0 | 0 | 15826.6946 | 90574.4956 | 86905.1852 | 0 | 0 | 0 | 0 | 0 | 0 | 0 | 0 | 0 | 0 | 0 | 0 | 0 | 0 | 0 | 0 | 0 | 0 | 0 | 0 | 0 | 0 | 0 | 0 | 0 | 0 | 0 | 0 | 0 | 0 | 0 | 0 | 0 | 0 | 0 | 0 | 0 | 0 | 0 | 0 | 0 | 0 | 0 | 0 | 0 | 0
H | Escalation | H - Escalation
H | AFUDC | H - AFUDC | [6 empty] | 13179.4291 |  | 0 | 0 | 0 | 0 | 0 | 0 | 0 | 494.5842 | 3850.5329 | 8834.312 | 0 | 0 | 0 | 0 | 0 | 0 | 0 | 0 | 0 | 0 | 0 | 0 | 0 | 0 | 0 | 0 | 0 | 0 | 0 | 0 | 0 | 0 | 0 | 0 | 0 | 0 | 0 | 0 | 0 | 0 | 0 | 0 | 0 | 0 | 0 | 0 | 0 | 0 | 0 | 0 | 0 | 0 | 0 | 0 | 0 | 0
H | Total | H - Total | [5 empty] | 206485.8045 | 206485.8045
11 | Holyrood Refurbishment2
HRD | Base | HRD - Base | [6 empty] | 86051.9656 |  | 0 | 0 | 0 | 0 | 0 | 0 | 18071.1576 | 18534.9604 | 16079.3137 | 16475.6735 | 16890.8605 | 0 | 0 | 0 | 0 | 0 | 0 | 0 | 0 | 0 | 0 | 0 | 0 | 0 | 0 | 0 | 0 | 0 | 0 | 0 | 0 | 0 | 0 | 0 | 0 | 0 | 0 | 0 | 0 | 0 | 0 | 0 | 0 | 0 | 0 | 0 | 0 | 0 | 0 | 0 | 0 | 0 | 0 | 0 | 0 | 0
HRD | Escalation | HRD - Escalation
HRD | AFUDC | HRD - AFUDC | [6 empty] | 0 |  | 0 | 0 | 0 | 0 | 0 | 0 | 0 | 0 | 0 | 0 | 0 | 0 | 0 | 0 | 0 | 0 | 0 | 0 | 0 | 0 | 0 | 0 | 0 | 0 | 0 | 0 | 0 | 0 | 0 | 0 | 0 | 0 | 0 | 0 | 0 | 0 | 0 | 0 | 0 | 0 | 0 | 0 | 0 | 0 | 0 | 0 | 0 | 0 | 0 | 0 | 0 | 0 | 0 | 0 | 0 | 0
HRD | Total | HRD - Total | [5 empty] | 86051.9656 | 86051.9656
12 | 50MW CTx2
CT | Base | CT - Base | [6 empty] | 201127.6313 |  | 0 | 0 | 0 | 0 | 0 | 0 | 0 | 0 | 0 | 0 | 0 | 2022.6119 | 52822.6674 | 146282.352 | 0 | 0 | 0 | 0 | 0 | 0 | 0 | 0 | 0 | 0 | 0 | 0 | 0 | 0 | 0 | 0 | 0 | 0 | 0 | 0 | 0 | 0 | 0 | 0 | 0 | 0 | 0 | 0 | 0 | 0 | 0 | 0 | 0 | 0 | 0 | 0 | 0 | 0 | 0 | 0 | 0 | 0
CT | Escalation | CT - Escalation
CT | AFUDC | CT - AFUDC | [6 empty] | 9264.7466 |  | 0 | 0 | 0 | 0 | 0 | 0 | 0 | 0 | 0 | 0 | 0 | 47.405 | 1780.0844 | 7437.2572 | 0 | 0 | 0 | 0 | 0 | 0 | 0 | 0 | 0 | 0 | 0 | 0 | 0 | 0 | 0 | 0 | 0 | 0 | 0 | 0 | 0 | 0 | 0 | 0 | 0 | 0 | 0 | 0 | 0 | 0 | 0 | 0 | 0 | 0 | 0 | 0 | 0 | 0 | 0 | 0 | 0 | 0
CT | Total | CT - Total | [5 empty] | 210392.3779 | 210392.3779
13 | Wind 25MWx2
W | Base | W - Base | [6 empty] | 171978.9427 |  | 0 | 0 | 0 | 0 | 0 | 0 | 0 | 0 | 0 | 0 | 0 | 0 | 56343.9051 | 115635.0376 | 0 | 0 | 0 | 0 | 0 | 0 | 0 | 0 | 0 | 0 | 0 | 0 | 0 | 0 | 0 | 0 | 0 | 0 | 0 | 0 | 0 | 0 | 0 | 0 | 0 | 0 | 0 | 0 | 0 | 0 | 0 | 0 | 0 | 0 | 0 | 0 | 0 | 0 | 0 | 0 | 0 | 0
W | Escalation | W - Escalation
W | AFUDC | W - AFUDC | [6 empty] | 7194.5988 |  | 0 | 0 | 0 | 0 | 0 | 0 | 0 | 0 | 0 | 0 | 0 | 0 | 1760.747 | 5433.8518 | 0 | 0 | 0 | 0 | 0 | 0 | 0 | 0 | 0 | 0 | 0 | 0 | 0 | 0 | 0 | 0 | 0 | 0 | 0 | 0 | 0 | 0 | 0 | 0 | 0 | 0 | 0 | 0 | 0 | 0 | 0 | 0 | 0 | 0 | 0 | 0 | 0 | 0 | 0 | 0 | 0 | 0
W | Total | W - Total | [5 empty] | 179173.5415 | 179173.5415
14 | Holyrood Refurbishment3
HRD | Base | HRD - Base | [6 empty] | 142506.5906 |  | 0 | 0 | 0 | 0 | 0 | 0 | 0 | 0 | 0 | 0 | 0 | 17319.3444 | 17755.7918 | 66194.8859 | 20369.1128 | 20867.4557 | 0 | 0 | 0 | 0 | 0 | 0 | 0 | 0 | 0 | 0 | 0 | 0 | 0 | 0 | 0 | 0 | 0 | 0 | 0 | 0 | 0 | 0 | 0 | 0 | 0 | 0 | 0 | 0 | 0 | 0 | 0 | 0 | 0 | 0 | 0 | 0 | 0 | 0 | 0 | 0
HRD | Escalation | HRD - Escalation
HRD | AFUDC | HRD - AFUDC | [6 empty] | 0 |  | 0 | 0 | 0 | 0 | 0 | 0 | 0 | 0 | 0 | 0 | 0 | 0 | 0 | 0 | 0 | 0 | 0 | 0 | 0 | 0 | 0 | 0 | 0 | 0 | 0 | 0 | 0 | 0 | 0 | 0 | 0 | 0 | 0 | 0 | 0 | 0 | 0 | 0 | 0 | 0 | 0 | 0 | 0 | 0 | 0 | 0 | 0 | 0 | 0 | 0 | 0 | 0 | 0 | 0 | 0 | 0
HRD | Total | HRD - Total | [5 empty] | 142506.5906 | 142506.5906
15 | Wind 27MW St. Lawrence
W | Base | W - Base | [6 empty] | 100303.0556 |  | 0 | 0 | 0 | 0 | 0 | 0 | 0 | 0 | 0 | 0 | 0 | 0 | 0 | 0 | 0 | 32861.3827 | 67441.673 | 0 | 0 | 0 | 0 | 0 | 0 | 0 | 0 | 0 | 0 | 0 | 0 | 0 | 0 | 0 | 0 | 0 | 0 | 0 | 0 | 0 | 0 | 0 | 0 | 0 | 0 | 0 | 0 | 0 | 0 | 0 | 0 | 0 | 0 | 0 | 0 | 0 | 0 | 0
W | Escalation | W - Escalation
W | AFUDC | W - AFUDC | [6 empty] | 4196.0965 |  | 0 | 0 | 0 | 0 | 0 | 0 | 0 | 0 | 0 | 0 | 0 | 0 | 0 | 0 | 0 | 1026.9182 | 3169.1783 | 0 | 0 | 0 | 0 | 0 | 0 | 0 | 0 | 0 | 0 | 0 | 0 | 0 | 0 | 0 | 0 | 0 | 0 | 0 | 0 | 0 | 0 | 0 | 0 | 0 | 0 | 0 | 0 | 0 | 0 | 0 | 0 | 0 | 0 | 0 | 0 | 0 | 0 | 0
W | Total | W - Total | [5 empty] | 104499.1522 | 104499.1522
16 | Wind 27MW Fermeuse
W | Base | W - Base | [6 empty] | 100303.0556 |  | 0 | 0 | 0 | 0 | 0 | 0 | 0 | 0 | 0 | 0 | 0 | 0 | 0 | 0 | 0 | 32861.3827 | 67441.673 | 0 | 0 | 0 | 0 | 0 | 0 | 0 | 0 | 0 | 0 | 0 | 0 | 0 | 0 | 0 | 0 | 0 | 0 | 0 | 0 | 0 | 0 | 0 | 0 | 0 | 0 | 0 | 0 | 0 | 0 | 0 | 0 | 0 | 0 | 0 | 0 | 0 | 0 | 0
W | Escalation | W - Escalation
W | AFUDC | W - AFUDC | [6 empty] | 4196.0965 |  | 0 | 0 | 0 | 0 | 0 | 0 | 0 | 0 | 0 | 0 | 0 | 0 | 0 | 0 | 0 | 1026.9182 | 3169.1783 | 0 | 0 | 0 | 0 | 0 | 0 | 0 | 0 | 0 | 0 | 0 | 0 | 0 | 0 | 0 | 0 | 0 | 0 | 0 | 0 | 0 | 0 | 0 | 0 | 0 | 0 | 0 | 0 | 0 | 0 | 0 | 0 | 0 | 0 | 0 | 0 | 0 | 0 | 0
W | Total | W - Total | [5 empty] | 104499.1522 | 104499.1522
17 | 50MW CT
CT | Base | CT - Base | [6 empty] | 108454.7899 |  | 0 | 0 | 0 | 0 | 0 | 0 | 0 | 0 | 0 | 0 | 0 | 0 | 0 | 0 | 1090.6604 | 28483.7605 | 78880.3689 | 0 | 0 | 0 | 0 | 0 | 0 | 0 | 0 | 0 | 0 | 0 | 0 | 0 | 0 | 0 | 0 | 0 | 0 | 0 | 0 | 0 | 0 | 0 | 0 | 0 | 0 | 0 | 0 | 0 | 0 | 0 | 0 | 0 | 0 | 0 | 0 | 0 | 0 | 0
CT | Escalation | CT - Escalation
CT | AFUDC | CT - AFUDC | [6 empty] | 4995.8633 |  | 0 | 0 | 0 | 0 | 0 | 0 | 0 | 0 | 0 | 0 | 0 | 0 | 0 | 0 | 25.5624 | 959.8814 | 4010.4195 | 0 | 0 | 0 | 0 | 0 | 0 | 0 | 0 | 0 | 0 | 0 | 0 | 0 | 0 | 0 | 0 | 0 | 0 | 0 | 0 | 0 | 0 | 0 | 0 | 0 | 0 | 0 | 0 | 0 | 0 | 0 | 0 | 0 | 0 | 0 | 0 | 0 | 0 | 0
CT | Total | CT - Total | [5 empty] | 113450.6532 | 113450.6532
18 | 50MW CT
CT | Base | CT - Base | [6 empty] | 111220.387 |  | 0 | 0 | 0 | 0 | 0 | 0 | 0 | 0 | 0 | 0 | 0 | 0 | 0 | 0 | 0 | 1118.4723 | 29210.0964 | 80891.8183 | 0 | 0 | 0 | 0 | 0 | 0 | 0 | 0 | 0 | 0 | 0 | 0 | 0 | 0 | 0 | 0 | 0 | 0 | 0 | 0 | 0 | 0 | 0 | 0 | 0 | 0 | 0 | 0 | 0 | 0 | 0 | 0 | 0 | 0 | 0 | 0 | 0 | 0
CT | Escalation | CT - Escalation
CT | AFUDC | CT - AFUDC | [6 empty] | 5123.2578 |  | 0 | 0 | 0 | 0 | 0 | 0 | 0 | 0 | 0 | 0 | 0 | 0 | 0 | 0 | 0 | 26.2142 | 984.3584 | 4112.6852 | 0 | 0 | 0 | 0 | 0 | 0 | 0 | 0 | 0 | 0 | 0 | 0 | 0 | 0 | 0 | 0 | 0 | 0 | 0 | 0 | 0 | 0 | 0 | 0 | 0 | 0 | 0 | 0 | 0 | 0 | 0 | 0 | 0 | 0 | 0 | 0 | 0 | 0
CT | Total | CT - Total | [5 empty] | 116343.6448 | 116343.6448
19 | Wind 25MWx2
W | Base | W - Base | [6 empty] | 195529.4049 |  | 0 | 0 | 0 | 0 | 0 | 0 | 0 | 0 | 0 | 0 | 0 | 0 | 0 | 0 | 0 | 0 | 0 | 64059.53 | 131469.875 | 0 | 0 | 0 | 0 | 0 | 0 | 0 | 0 | 0 | 0 | 0 | 0 | 0 | 0 | 0 | 0 | 0 | 0 | 0 | 0 | 0 | 0 | 0 | 0 | 0 | 0 | 0 | 0 | 0 | 0 | 0 | 0 | 0 | 0 | 0 | 0 | 0
W | Escalation | W - Escalation
W | AFUDC | W - AFUDC | [6 empty] | 8179.8132 |  | 0 | 0 | 0 | 0 | 0 | 0 | 0 | 0 | 0 | 0 | 0 | 0 | 0 | 0 | 0 | 0 | 0 | 2001.8603 | 6177.9529 | 0 | 0 | 0 | 0 | 0 | 0 | 0 | 0 | 0 | 0 | 0 | 0 | 0 | 0 | 0 | 0 | 0 | 0 | 0 | 0 | 0 | 0 | 0 | 0 | 0 | 0 | 0 | 0 | 0 | 0 | 0 | 0 | 0 | 0 | 0 | 0 | 0
W | Total | W - Total | [5 empty] | 203709.2181 | 203709.2181
20 | CCCT 170
CCCT | Base | CCCT - Base | [6 empty] | 427541.403 |  | 0 | 0 | 0 | 0 | 0 | 0 | 0 | 0 | 0 | 0 | 0 | 0 | 0 | 0 | 0 | 0 | 0 | 0 | 57025.9222 | 228788.5145 | 141726.9662 | 0 | 0 | 0 | 0 | 0 | 0 | 0 | 0 | 0 | 0 | 0 | 0 | 0 | 0 | 0 | 0 | 0 | 0 | 0 | 0 | 0 | 0 | 0 | 0 | 0 | 0 | 0 | 0 | 0 | 0 | 0 | 0 | 0 | 0 | 0
CCCT | Escalation | CCCT - Escalation
CCCT | AFUDC | CCCT - AFUDC | [6 empty] | 33764.16 |  | 0 | 0 | 0 | 0 | 0 | 0 | 0 | 0 | 0 | 0 | 0 | 0 | 0 | 0 | 0 | 0 | 0 | 0 | 1782.0601 | 10825.14 | 21156.96 | 0 | 0 | 0 | 0 | 0 | 0 | 0 | 0 | 0 | 0 | 0 | 0 | 0 | 0 | 0 | 0 | 0 | 0 | 0 | 0 | 0 | 0 | 0 | 0 | 0 | 0 | 0 | 0 | 0 | 0 | 0 | 0 | 0 | 0 | 0
CCCT | Total | CCCT - Total | [5 empty] | 461305.563 | 461305.563
21 | Holyrood Refurbishment4
HRD | Base | HRD - Base | [6 empty] | 51253.0016 |  | 0 | 0 | 0 | 0 | 0 | 0 | 0 | 0 | 0 | 0 | 0 | 0 | 0 | 0 | 0 | 0 | 21395.0988 | 12797.1151 | 9372.644 | 7688.1437 | 0 | 0 | 0 | 0 | 0 | 0 | 0 | 0 | 0 | 0 | 0 | 0 | 0 | 0 | 0 | 0 | 0 | 0 | 0 | 0 | 0 | 0 | 0 | 0 | 0 | 0 | 0 | 0 | 0 | 0 | 0 | 0 | 0 | 0 | 0 | 0
HRD | Escalation | HRD - Escalation
HRD | AFUDC | HRD - AFUDC | [6 empty] | 0 |  | 0 | 0 | 0 | 0 | 0 | 0 | 0 | 0 | 0 | 0 | 0 | 0 | 0 | 0 | 0 | 0 | 0 | 0 | 0 | 0 | 0 | 0 | 0 | 0 | 0 | 0 | 0 | 0 | 0 | 0 | 0 | 0 | 0 | 0 | 0 | 0 | 0 | 0 | 0 | 0 | 0 | 0 | 0 | 0 | 0 | 0 | 0 | 0 | 0 | 0 | 0 | 0 | 0 | 0 | 0 | 0
HRD | Total | HRD - Total | [5 empty] | 51253.0016 | 51253.0016
22 | CCCT 170 G1
CCCT | Base | CCCT - Base | [6 empty] | 487248.2604 |  | 0 | 0 | 0 | 0 | 0 | 0 | 0 | 0 | 0 | 0 | 0 | 0 | 0 | 0 | 0 | 0 | 0 | 0 | 10569.4017 | 131549.8146 | 185536.6419 | 159592.4023 | 0 | 0 | 0 | 0 | 0 | 0 | 0 | 0 | 0 | 0 | 0 | 0 | 0 | 0 | 0 | 0 | 0 | 0 | 0 | 0 | 0 | 0 | 0 | 0 | 0 | 0 | 0 | 0 | 0 | 0 | 0 | 0 | 0 | 0
CCCT | Escalation | CCCT - Escalation
CCCT | AFUDC | CCCT - AFUDC | [6 empty] | 44553.868 |  | 0 | 0 | 0 | 0 | 0 | 0 | 0 | 0 | 0 | 0 | 0 | 0 | 0 | 0 | 0 | 0 | 0 | 0 | 275.2448 | 4788.7221 | 14996.969 | 24492.932 | 0 | 0 | 0 | 0 | 0 | 0 | 0 | 0 | 0 | 0 | 0 | 0 | 0 | 0 | 0 | 0 | 0 | 0 | 0 | 0 | 0 | 0 | 0 | 0 | 0 | 0 | 0 | 0 | 0 | 0 | 0 | 0 | 0 | 0
CCCT | Total | CCCT - Total | [5 empty] | 531802.1284 | 531802.1284
23 | Wind 25MWx3
W | Base | W - Base | [6 empty] | 333457.2325 |  | 0 | 0 | 0 | 0 | 0 | 0 | 0 | 0 | 0 | 0 | 0 | 0 | 0 | 0 | 0 | 0 | 0 | 0 | 0 | 0 | 0 | 0 | 109247.5763 | 224209.6563 | 0 | 0 | 0 | 0 | 0 | 0 | 0 | 0 | 0 | 0 | 0 | 0 | 0 | 0 | 0 | 0 | 0 | 0 | 0 | 0 | 0 | 0 | 0 | 0 | 0 | 0 | 0 | 0 | 0 | 0 | 0 | 0
W | Escalation | W - Escalation
W | AFUDC | W - AFUDC | [6 empty] | 13949.9113 |  | 0 | 0 | 0 | 0 | 0 | 0 | 0 | 0 | 0 | 0 | 0 | 0 | 0 | 0 | 0 | 0 | 0 | 0 | 0 | 0 | 0 | 0 | 3413.9868 | 10535.9246 | 0 | 0 | 0 | 0 | 0 | 0 | 0 | 0 | 0 | 0 | 0 | 0 | 0 | 0 | 0 | 0 | 0 | 0 | 0 | 0 | 0 | 0 | 0 | 0 | 0 | 0 | 0 | 0 | 0 | 0 | 0 | 0
W | Total | W - Total | [5 empty] | 347407.1439 | 347407.1439
24 | 50MW CT
CT | Base | CT - Base | [6 empty] | 129359.5184 |  | 0 | 0 | 0 | 0 | 0 | 0 | 0 | 0 | 0 | 0 | 0 | 0 | 0 | 0 | 0 | 0 | 0 | 0 | 0 | 0 | 0 | 1300.8859 | 33974.0232 | 94084.6093 | 0 | 0 | 0 | 0 | 0 | 0 | 0 | 0 | 0 | 0 | 0 | 0 | 0 | 0 | 0 | 0 | 0 | 0 | 0 | 0 | 0 | 0 | 0 | 0 | 0 | 0 | 0 | 0 | 0 | 0 | 0 | 0
CT | Escalation | CT - Escalation
CT | AFUDC | CT - AFUDC | [6 empty] | 5958.8191 |  | 0 | 0 | 0 | 0 | 0 | 0 | 0 | 0 | 0 | 0 | 0 | 0 | 0 | 0 | 0 | 0 | 0 | 0 | 0 | 0 | 0 | 30.4895 | 1144.8992 | 4783.4304 | 0 | 0 | 0 | 0 | 0 | 0 | 0 | 0 | 0 | 0 | 0 | 0 | 0 | 0 | 0 | 0 | 0 | 0 | 0 | 0 | 0 | 0 | 0 | 0 | 0 | 0 | 0 | 0 | 0 | 0 | 0 | 0
CT | Total | CT - Total | [5 empty] | 135318.3375 | 135318.3375
25 | CCCT 170 G2
CCCT | Base | CCCT - Base | [6 empty] | 472294.1519 |  | 0 | 0 | 0 | 0 | 0 | 0 | 0 | 0 | 0 | 0 | 0 | 0 | 0 | 0 | 0 | 0 | 0 | 0 | 0 | 0 | 0 | 0 | 62995.091 | 252736.8734 | 156562.1876 | 0 | 0 | 0 | 0 | 0 | 0 | 0 | 0 | 0 | 0 | 0 | 0 | 0 | 0 | 0 | 0 | 0 | 0 | 0 | 0 | 0 | 0 | 0 | 0 | 0 | 0 | 0 | 0 | 0 | 0 | 0
CCCT | Escalation | CCCT - Escalation
CCCT | AFUDC | CCCT - AFUDC | [6 empty] | 37298.4118 |  | 0 | 0 | 0 | 0 | 0 | 0 | 0 | 0 | 0 | 0 | 0 | 0 | 0 | 0 | 0 | 0 | 0 | 0 | 0 | 0 | 0 | 0 | 1968.5966 | 11958.2578 | 23371.5575 | 0 | 0 | 0 | 0 | 0 | 0 | 0 | 0 | 0 | 0 | 0 | 0 | 0 | 0 | 0 | 0 | 0 | 0 | 0 | 0 | 0 | 0 | 0 | 0 | 0 | 0 | 0 | 0 | 0 | 0 | 0
CCCT | Total | CCCT - Total | [5 empty] | 509592.5638 | 509592.5638
26 | Wind 25MWx2
W | Base | W - Base | [6 empty] | 252746.812 |  | 0 | 0 | 0 | 0 | 0 | 0 | 0 | 0 | 0 | 0 | 0 | 0 | 0 | 0 | 0 | 0 | 0 | 0 | 0 | 0 | 0 | 0 | 0 | 0 | 0 | 0 | 0 | 82805.1514 | 169941.6606 | 0 | 0 | 0 | 0 | 0 | 0 | 0 | 0 | 0 | 0 | 0 | 0 | 0 | 0 | 0 | 0 | 0 | 0 | 0 | 0 | 0 | 0 | 0 | 0 | 0 | 0 | 0
W | Escalation | W - Escalation
W | AFUDC | W - AFUDC | [6 empty] | 10573.4567 |  | 0 | 0 | 0 | 0 | 0 | 0 | 0 | 0 | 0 | 0 | 0 | 0 | 0 | 0 | 0 | 0 | 0 | 0 | 0 | 0 | 0 | 0 | 0 | 0 | 0 | 0 | 0 | 2587.661 | 7985.7957 | 0 | 0 | 0 | 0 | 0 | 0 | 0 | 0 | 0 | 0 | 0 | 0 | 0 | 0 | 0 | 0 | 0 | 0 | 0 | 0 | 0 | 0 | 0 | 0 | 0 | 0 | 0
W | Total | W - Total | [5 empty] | 263320.2687 | 263320.2687
27 | 50MW CT
CT | Base | CT - Base | [6 empty] | 146715.7418 |  | 0 | 0 | 0 | 0 | 0 | 0 | 0 | 0 | 0 | 0 | 0 | 0 | 0 | 0 | 0 | 0 | 0 | 0 | 0 | 0 | 0 | 0 | 0 | 0 | 0 | 0 | 1475.4263 | 38532.3328 | 106707.9826 | 0 | 0 | 0 | 0 | 0 | 0 | 0 | 0 | 0 | 0 | 0 | 0 | 0 | 0 | 0 | 0 | 0 | 0 | 0 | 0 | 0 | 0 | 0 | 0 | 0 | 0 | 0
CT | Escalation | CT - Escalation
CT | AFUDC | CT - AFUDC | [6 empty] | 6758.3164 |  | 0 | 0 | 0 | 0 | 0 | 0 | 0 | 0 | 0 | 0 | 0 | 0 | 0 | 0 | 0 | 0 | 0 | 0 | 0 | 0 | 0 | 0 | 0 | 0 | 0 | 0 | 34.5803 | 1298.5108 | 5425.2253 | 0 | 0 | 0 | 0 | 0 | 0 | 0 | 0 | 0 | 0 | 0 | 0 | 0 | 0 | 0 | 0 | 0 | 0 | 0 | 0 | 0 | 0 | 0 | 0 | 0 | 0 | 0
CT | Total | CT - Total | [5 empty] | 153474.0582 | 153474.0582
28 | 50MW CT
CT | Base | CT - Base | [6 empty] | 154293.6465 |  | 0 | 0 | 0 | 0 | 0 | 0 | 0 | 0 | 0 | 0 | 0 | 0 | 0 | 0 | 0 | 0 | 0 | 0 | 0 | 0 | 0 | 0 | 0 | 0 | 0 | 0 | 0 | 0 | 1551.6325 | 40522.5374 | 112219.4766 | 0 | 0 | 0 | 0 | 0 | 0 | 0 | 0 | 0 | 0 | 0 | 0 | 0 | 0 | 0 | 0 | 0 | 0 | 0 | 0 | 0 | 0 | 0 | 0 | 0
CT | Escalation | CT - Escalation
CT | AFUDC | CT - AFUDC | [6 empty] | 7107.3852 |  | 0 | 0 | 0 | 0 | 0 | 0 | 0 | 0 | 0 | 0 | 0 | 0 | 0 | 0 | 0 | 0 | 0 | 0 | 0 | 0 | 0 | 0 | 0 | 0 | 0 | 0 | 0 | 0 | 36.3664 | 1365.5792 | 5705.4395 | 0 | 0 | 0 | 0 | 0 | 0 | 0 | 0 | 0 | 0 | 0 | 0 | 0 | 0 | 0 | 0 | 0 | 0 | 0 | 0 | 0 | 0 | 0 | 0 | 0
CT | Total | CT - Total | [5 empty] | 161401.0317 | 161401.0317
29 | Wind 25MWx2
W | Base | W - Base | [6 empty] | 287357.4693 |  | 0 | 0 | 0 | 0 | 0 | 0 | 0 | 0 | 0 | 0 | 0 | 0 | 0 | 0 | 0 | 0 | 0 | 0 | 0 | 0 | 0 | 0 | 0 | 0 | 0 | 0 | 0 | 0 | 0 | 0 | 0 | 0 | 94144.3279 | 193213.1414 | 0 | 0 | 0 | 0 | 0 | 0 | 0 | 0 | 0 | 0 | 0 | 0 | 0 | 0 | 0 | 0 | 0 | 0 | 0 | 0 | 0 | 0
W | Escalation | W - Escalation
W | AFUDC | W - AFUDC | [6 empty] | 12021.3653 |  | 0 | 0 | 0 | 0 | 0 | 0 | 0 | 0 | 0 | 0 | 0 | 0 | 0 | 0 | 0 | 0 | 0 | 0 | 0 | 0 | 0 | 0 | 0 | 0 | 0 | 0 | 0 | 0 | 0 | 0 | 0 | 0 | 2942.0102 | 9079.3551 | 0 | 0 | 0 | 0 | 0 | 0 | 0 | 0 | 0 | 0 | 0 | 0 | 0 | 0 | 0 | 0 | 0 | 0 | 0 | 0 | 0 | 0
W | Total | W - Total | [5 empty] | 299378.8346 | 299378.8346
30 | 50MW CT
CT | Base | CT - Base | [6 empty] | 174995.2928 |  | 0 | 0 | 0 | 0 | 0 | 0 | 0 | 0 | 0 | 0 | 0 | 0 | 0 | 0 | 0 | 0 | 0 | 0 | 0 | 0 | 0 | 0 | 0 | 0 | 0 | 0 | 0 | 0 | 0 | 0 | 0 | 0 | 0 | 1759.8157 | 45959.464 | 127276.013 | 0 | 0 | 0 | 0 | 0 | 0 | 0 | 0 | 0 | 0 | 0 | 0 | 0 | 0 | 0 | 0 | 0 | 0 | 0 | 0
CT | Escalation | CT - Escalation
CT | AFUDC | CT - AFUDC | [6 empty] | 8060.9861 |  | 0 | 0 | 0 | 0 | 0 | 0 | 0 | 0 | 0 | 0 | 0 | 0 | 0 | 0 | 0 | 0 | 0 | 0 | 0 | 0 | 0 | 0 | 0 | 0 | 0 | 0 | 0 | 0 | 0 | 0 | 0 | 0 | 0 | 41.2457 | 1548.7996 | 6470.9409 | 0 | 0 | 0 | 0 | 0 | 0 | 0 | 0 | 0 | 0 | 0 | 0 | 0 | 0 | 0 | 0 | 0 | 0 | 0 | 0
CT | Total | CT - Total | [5 empty] | 183056.2789 | 183056.2789
31 | Wind 27MWx2
W | Base | W - Base | [6 empty] | 335190.2454 |  | 0 | 0 | 0 | 0 | 0 | 0 | 0 | 0 | 0 | 0 | 0 | 0 | 0 | 0 | 0 | 0 | 0 | 0 | 0 | 0 | 0 | 0 | 0 | 0 | 0 | 0 | 0 | 0 | 0 | 0 | 0 | 0 | 0 | 0 | 0 | 109815.3476 | 225374.8978 | 0 | 0 | 0 | 0 | 0 | 0 | 0 | 0 | 0 | 0 | 0 | 0 | 0 | 0 | 0 | 0 | 0 | 0 | 0
W | Escalation | W - Escalation
W | AFUDC | W - AFUDC | [6 empty] | 14022.4105 |  | 0 | 0 | 0 | 0 | 0 | 0 | 0 | 0 | 0 | 0 | 0 | 0 | 0 | 0 | 0 | 0 | 0 | 0 | 0 | 0 | 0 | 0 | 0 | 0 | 0 | 0 | 0 | 0 | 0 | 0 | 0 | 0 | 0 | 0 | 0 | 3431.7296 | 10590.6809 | 0 | 0 | 0 | 0 | 0 | 0 | 0 | 0 | 0 | 0 | 0 | 0 | 0 | 0 | 0 | 0 | 0 | 0 | 0
W | Total | W - Total | [5 empty] | 349212.6559 | 349212.6559
32 | Wind 25MWx2
W | Base | W - Base | [6 empty] | 326707.6427 |  | 0 | 0 | 0 | 0 | 0 | 0 | 0 | 0 | 0 | 0 | 0 | 0 | 0 | 0 | 0 | 0 | 0 | 0 | 0 | 0 | 0 | 0 | 0 | 0 | 0 | 0 | 0 | 0 | 0 | 0 | 0 | 0 | 0 | 0 | 0 | 0 | 0 | 107036.2692 | 219671.3735 | 0 | 0 | 0 | 0 | 0 | 0 | 0 | 0 | 0 | 0 | 0 | 0 | 0 | 0 | 0 | 0 | 0
W | Escalation | W - Escalation
W | AFUDC | W - AFUDC | [6 empty] | 13667.5478 |  | 0 | 0 | 0 | 0 | 0 | 0 | 0 | 0 | 0 | 0 | 0 | 0 | 0 | 0 | 0 | 0 | 0 | 0 | 0 | 0 | 0 | 0 | 0 | 0 | 0 | 0 | 0 | 0 | 0 | 0 | 0 | 0 | 0 | 0 | 0 | 0 | 0 | 3344.8834 | 10322.6643 | 0 | 0 | 0 | 0 | 0 | 0 | 0 | 0 | 0 | 0 | 0 | 0 | 0 | 0 | 0 | 0 | 0
W | Total | W - Total | [5 empty] | 340375.1904 | 340375.1904
33 | CCCT 170 G1
CCCT | Base | CCCT - Base | [6 empty] | 743868.9909 |  | 0 | 0 | 0 | 0 | 0 | 0 | 0 | 0 | 0 | 0 | 0 | 0 | 0 | 0 | 0 | 0 | 0 | 0 | 0 | 0 | 0 | 0 | 0 | 0 | 0 | 0 | 0 | 0 | 0 | 0 | 0 | 0 | 0 | 0 | 0 | 16136.0251 | 200833.6115 | 283253.8682 | 243645.4861 | 0 | 0 | 0 | 0 | 0 | 0 | 0 | 0 | 0 | 0 | 0 | 0 | 0 | 0 | 0 | 0 | 0
CCCT | Escalation | CCCT - Escalation
CCCT | AFUDC | CCCT - AFUDC | [6 empty] | 68019.2081 |  | 0 | 0 | 0 | 0 | 0 | 0 | 0 | 0 | 0 | 0 | 0 | 0 | 0 | 0 | 0 | 0 | 0 | 0 | 0 | 0 | 0 | 0 | 0 | 0 | 0 | 0 | 0 | 0 | 0 | 0 | 0 | 0 | 0 | 0 | 0 | 420.209 | 7310.815 | 22895.4747 | 37392.7094 | 0 | 0 | 0 | 0 | 0 | 0 | 0 | 0 | 0 | 0 | 0 | 0 | 0 | 0 | 0 | 0 | 0
CCCT | Total | CCCT - Total | [5 empty] | 811888.199 | 811888.199
34 | 50MW CT
CT | Base | CT - Base | [6 empty] | 203535.5874 |  | 0 | 0 | 0 | 0 | 0 | 0 | 0 | 0 | 0 | 0 | 0 | 0 | 0 | 0 | 0 | 0 | 0 | 0 | 0 | 0 | 0 | 0 | 0 | 0 | 0 | 0 | 0 | 0 | 0 | 0 | 0 | 0 | 0 | 0 | 0 | 0 | 0 | 0 | 0 | 2046.8272 | 53455.0751 | 148033.6851 | 0 | 0 | 0 | 0 | 0 | 0 | 0 | 0 | 0 | 0 | 0 | 0 | 0 | 0
CT | Escalation | CT - Escalation
CT | AFUDC | CT - AFUDC | [6 empty] | 9375.6668 |  | 0 | 0 | 0 | 0 | 0 | 0 | 0 | 0 | 0 | 0 | 0 | 0 | 0 | 0 | 0 | 0 | 0 | 0 | 0 | 0 | 0 | 0 | 0 | 0 | 0 | 0 | 0 | 0 | 0 | 0 | 0 | 0 | 0 | 0 | 0 | 0 | 0 | 0 | 0 | 47.9725 | 1801.3961 | 7526.2982 | 0 | 0 | 0 | 0 | 0 | 0 | 0 | 0 | 0 | 0 | 0 | 0 | 0 | 0
CT | Total | CT - Total | [5 empty] | 212911.2541 | 212911.2541
35 | 50MW CT
CT | Base | CT - Base | [6 empty] | 208725.7449 |  | 0 | 0 | 0 | 0 | 0 | 0 | 0 | 0 | 0 | 0 | 0 | 0 | 0 | 0 | 0 | 0 | 0 | 0 | 0 | 0 | 0 | 0 | 0 | 0 | 0 | 0 | 0 | 0 | 0 | 0 | 0 | 0 | 0 | 0 | 0 | 0 | 0 | 0 | 0 | 0 | 2099.0213 | 54818.1795 | 151808.5441 | 0 | 0 | 0 | 0 | 0 | 0 | 0 | 0 | 0 | 0 | 0 | 0 | 0
CT | Escalation | CT - Escalation
CT | AFUDC | CT - AFUDC | [6 empty] | 9614.7463 |  | 0 | 0 | 0 | 0 | 0 | 0 | 0 | 0 | 0 | 0 | 0 | 0 | 0 | 0 | 0 | 0 | 0 | 0 | 0 | 0 | 0 | 0 | 0 | 0 | 0 | 0 | 0 | 0 | 0 | 0 | 0 | 0 | 0 | 0 | 0 | 0 | 0 | 0 | 0 | 0 | 49.1958 | 1847.3317 | 7718.2188 | 0 | 0 | 0 | 0 | 0 | 0 | 0 | 0 | 0 | 0 | 0 | 0 | 0
CT | Total | CT - Total | [5 empty] | 218340.4911 | 218340.4911
36 | Wind 25MWx3
W | Base | W - Base | [6 empty] | 557169.5286 |  | 0 | 0 | 0 | 0 | 0 | 0 | 0 | 0 | 0 | 0 | 0 | 0 | 0 | 0 | 0 | 0 | 0 | 0 | 0 | 0 | 0 | 0 | 0 | 0 | 0 | 0 | 0 | 0 | 0 | 0 | 0 | 0 | 0 | 0 | 0 | 0 | 0 | 0 | 0 | 0 | 0 | 0 | 182540.4119 | 374629.1167 | 0 | 0 | 0 | 0 | 0 | 0 | 0 | 0 | 0 | 0 | 0 | 0
W | Escalation | W - Escalation
W | AFUDC | W - AFUDC | [6 empty] | 23308.7328 |  | 0 | 0 | 0 | 0 | 0 | 0 | 0 | 0 | 0 | 0 | 0 | 0 | 0 | 0 | 0 | 0 | 0 | 0 | 0 | 0 | 0 | 0 | 0 | 0 | 0 | 0 | 0 | 0 | 0 | 0 | 0 | 0 | 0 | 0 | 0 | 0 | 0 | 0 | 0 | 0 | 0 | 0 | 5704.3879 | 17604.3449 | 0 | 0 | 0 | 0 | 0 | 0 | 0 | 0 | 0 | 0 | 0 | 0
W | Total | W - Total | [5 empty] | 580478.2614 | 580478.2614
37 | 50MW CT
CT | Base | CT - Base | [6 empty] | 225103.8971 |  | 0 | 0 | 0 | 0 | 0 | 0 | 0 | 0 | 0 | 0 | 0 | 0 | 0 | 0 | 0 | 0 | 0 | 0 | 0 | 0 | 0 | 0 | 0 | 0 | 0 | 0 | 0 | 0 | 0 | 0 | 0 | 0 | 0 | 0 | 0 | 0 | 0 | 0 | 0 | 0 | 0 | 0 | 0 | 2263.7259 | 59119.6157 | 163720.5554 | 0 | 0 | 0 | 0 | 0 | 0 | 0 | 0 | 0 | 0
CT | Escalation | CT - Escalation
CT | AFUDC | CT - AFUDC | [6 empty] | 10369.1897 |  | 0 | 0 | 0 | 0 | 0 | 0 | 0 | 0 | 0 | 0 | 0 | 0 | 0 | 0 | 0 | 0 | 0 | 0 | 0 | 0 | 0 | 0 | 0 | 0 | 0 | 0 | 0 | 0 | 0 | 0 | 0 | 0 | 0 | 0 | 0 | 0 | 0 | 0 | 0 | 0 | 0 | 0 | 0 | 53.0561 | 1992.2869 | 8323.8468 | 0 | 0 | 0 | 0 | 0 | 0 | 0 | 0 | 0 | 0
CT | Total | CT - Total | [5 empty] | 235473.0868 | 235473.0868
38 | Wind 25MWx2
W | Base | W - Base | [6 empty] | 422311.4941 |  | 0 | 0 | 0 | 0 | 0 | 0 | 0 | 0 | 0 | 0 | 0 | 0 | 0 | 0 | 0 | 0 | 0 | 0 | 0 | 0 | 0 | 0 | 0 | 0 | 0 | 0 | 0 | 0 | 0 | 0 | 0 | 0 | 0 | 0 | 0 | 0 | 0 | 0 | 0 | 0 | 0 | 0 | 0 | 0 | 0 | 0 | 0 | 138358.0941 | 283953.4 | 0 | 0 | 0 | 0 | 0 | 0 | 0
W | Escalation | W - Escalation
W | AFUDC | W - AFUDC | [6 empty] | 17667.0569 |  | 0 | 0 | 0 | 0 | 0 | 0 | 0 | 0 | 0 | 0 | 0 | 0 | 0 | 0 | 0 | 0 | 0 | 0 | 0 | 0 | 0 | 0 | 0 | 0 | 0 | 0 | 0 | 0 | 0 | 0 | 0 | 0 | 0 | 0 | 0 | 0 | 0 | 0 | 0 | 0 | 0 | 0 | 0 | 0 | 0 | 0 | 0 | 4323.6904 | 13343.3665 | 0 | 0 | 0 | 0 | 0 | 0 | 0
W | Total | W - Total | [5 empty] | 439978.551 | 439978.551
39 | 50MW CT
CT | Base | CT - Base | [6 empty] | 242767.1991 |  | 0 | 0 | 0 | 0 | 0 | 0 | 0 | 0 | 0 | 0 | 0 | 0 | 0 | 0 | 0 | 0 | 0 | 0 | 0 | 0 | 0 | 0 | 0 | 0 | 0 | 0 | 0 | 0 | 0 | 0 | 0 | 0 | 0 | 0 | 0 | 0 | 0 | 0 | 0 | 0 | 0 | 0 | 0 | 0 | 0 | 0 | 2441.3544 | 63758.5742 | 176567.2705 | 0 | 0 | 0 | 0 | 0 | 0 | 0
CT | Escalation | CT - Escalation
CT | AFUDC | CT - AFUDC | [6 empty] | 11182.8324 |  | 0 | 0 | 0 | 0 | 0 | 0 | 0 | 0 | 0 | 0 | 0 | 0 | 0 | 0 | 0 | 0 | 0 | 0 | 0 | 0 | 0 | 0 | 0 | 0 | 0 | 0 | 0 | 0 | 0 | 0 | 0 | 0 | 0 | 0 | 0 | 0 | 0 | 0 | 0 | 0 | 0 | 0 | 0 | 0 | 0 | 0 | 57.2192 | 2148.6163 | 8976.9968 | 0 | 0 | 0 | 0 | 0 | 0 | 0
CT | Total | CT - Total | [5 empty] | 253950.0315 | 253950.0315
40 | CCCT 170 G2
CCCT | Base | CCCT - Base | [6 empty] | 902061.4083 |  | 0 | 0 | 0 | 0 | 0 | 0 | 0 | 0 | 0 | 0 | 0 | 0 | 0 | 0 | 0 | 0 | 0 | 0 | 0 | 0 | 0 | 0 | 0 | 0 | 0 | 0 | 0 | 0 | 0 | 0 | 0 | 0 | 0 | 0 | 0 | 0 | 0 | 0 | 0 | 0 | 0 | 0 | 0 | 0 | 0 | 0 | 0 | 0 | 120317.8998 | 482716.4999 | 299027.0086 | 0 | 0 | 0 | 0 | 0
CCCT | Escalation | CCCT - Escalation
CCCT | AFUDC | CCCT - AFUDC | [6 empty] | 71238.3539 |  | 0 | 0 | 0 | 0 | 0 | 0 | 0 | 0 | 0 | 0 | 0 | 0 | 0 | 0 | 0 | 0 | 0 | 0 | 0 | 0 | 0 | 0 | 0 | 0 | 0 | 0 | 0 | 0 | 0 | 0 | 0 | 0 | 0 | 0 | 0 | 0 | 0 | 0 | 0 | 0 | 0 | 0 | 0 | 0 | 0 | 0 | 0 | 0 | 3759.9344 | 22839.7553 | 44638.6642 | 0 | 0 | 0 | 0 | 0
CCCT | Total | CCCT - Total | [5 empty] | 973299.7622 | 973299.7622
41 | 50MW CT
CT | Base | CT - Base | [6 empty] | 255306.1857 |  | 0 | 0 | 0 | 0 | 0 | 0 | 0 | 0 | 0 | 0 | 0 | 0 | 0 | 0 | 0 | 0 | 0 | 0 | 0 | 0 | 0 | 0 | 0 | 0 | 0 | 0 | 0 | 0 | 0 | 0 | 0 | 0 | 0 | 0 | 0 | 0 | 0 | 0 | 0 | 0 | 0 | 0 | 0 | 0 | 0 | 0 | 0 | 0 | 2567.451 | 67051.7205 | 185687.0142 | 0 | 0 | 0 | 0 | 0
CT | Escalation | CT - Escalation
CT | AFUDC | CT - AFUDC | [6 empty] | 11760.4285 |  | 0 | 0 | 0 | 0 | 0 | 0 | 0 | 0 | 0 | 0 | 0 | 0 | 0 | 0 | 0 | 0 | 0 | 0 | 0 | 0 | 0 | 0 | 0 | 0 | 0 | 0 | 0 | 0 | 0 | 0 | 0 | 0 | 0 | 0 | 0 | 0 | 0 | 0 | 0 | 0 | 0 | 0 | 0 | 0 | 0 | 0 | 0 | 0 | 60.1746 | 2259.5929 | 9440.661 | 0 | 0 | 0 | 0 | 0
CT | Total | CT - Total | [5 empty] | 267066.6141 | 267066.6141
42 | CCCT 170 G1
CCCT | Base | CCCT - Base | [6 empty] | 1028035.7621 |  | 0 | 0 | 0 | 0 | 0 | 0 | 0 | 0 | 0 | 0 | 0 | 0 | 0 | 0 | 0 | 0 | 0 | 0 | 0 | 0 | 0 | 0 | 0 | 0 | 0 | 0 | 0 | 0 | 0 | 0 | 0 | 0 | 0 | 0 | 0 | 0 | 0 | 0 | 0 | 0 | 0 | 0 | 0 | 0 | 0 | 0 | 0 | 0 | 22300.178 | 277554.4315 | 391460.2031 | 336720.9495 | 0 | 0 | 0 | 0
CCCT | Escalation | CCCT - Escalation
CCCT | AFUDC | CCCT - AFUDC | [6 empty] | 94003.3518 |  | 0 | 0 | 0 | 0 | 0 | 0 | 0 | 0 | 0 | 0 | 0 | 0 | 0 | 0 | 0 | 0 | 0 | 0 | 0 | 0 | 0 | 0 | 0 | 0 | 0 | 0 | 0 | 0 | 0 | 0 | 0 | 0 | 0 | 0 | 0 | 0 | 0 | 0 | 0 | 0 | 0 | 0 | 0 | 0 | 0 | 0 | 0 | 0 | 580.7338 | 10103.633 | 31641.8174 | 51677.1676 | 0 | 0 | 0 | 0
CCCT | Total | CCCT - Total | [5 empty] | 1122039.1139 | 1122039.1139
43 | Wind 25MWx2
W | Base | W - Base | [6 empty] | 480142.0094 |  | 0 | 0 | 0 | 0 | 0 | 0 | 0 | 0 | 0 | 0 | 0 | 0 | 0 | 0 | 0 | 0 | 0 | 0 | 0 | 0 | 0 | 0 | 0 | 0 | 0 | 0 | 0 | 0 | 0 | 0 | 0 | 0 | 0 | 0 | 0 | 0 | 0 | 0 | 0 | 0 | 0 | 0 | 0 | 0 | 0 | 0 | 0 | 0 | 0 | 0 | 0 | 0 | 157304.5827 | 322837.4268 | 0 | 0
W | Escalation | W - Escalation
W | AFUDC | W - AFUDC | [6 empty] | 20086.3493 |  | 0 | 0 | 0 | 0 | 0 | 0 | 0 | 0 | 0 | 0 | 0 | 0 | 0 | 0 | 0 | 0 | 0 | 0 | 0 | 0 | 0 | 0 | 0 | 0 | 0 | 0 | 0 | 0 | 0 | 0 | 0 | 0 | 0 | 0 | 0 | 0 | 0 | 0 | 0 | 0 | 0 | 0 | 0 | 0 | 0 | 0 | 0 | 0 | 0 | 0 | 0 | 0 | 4915.7682 | 15170.5811 | 0 | 0
W | Total | W - Total | [5 empty] | 500228.3588 | 500228.3588
44 | 50MW CT
CT | Base | CT - Base | [6 empty] | 275339.3807 |  | 0 | 0 | 0 | 0 | 0 | 0 | 0 | 0 | 0 | 0 | 0 | 0 | 0 | 0 | 0 | 0 | 0 | 0 | 0 | 0 | 0 | 0 | 0 | 0 | 0 | 0 | 0 | 0 | 0 | 0 | 0 | 0 | 0 | 0 | 0 | 0 | 0 | 0 | 0 | 0 | 0 | 0 | 0 | 0 | 0 | 0 | 0 | 0 | 0 | 0 | 0 | 2768.912 | 72313.0901 | 200257.3787 | 0 | 0
CT | Escalation | CT - Escalation
CT | AFUDC | CT - AFUDC | [6 empty] | 12683.2379 |  | 0 | 0 | 0 | 0 | 0 | 0 | 0 | 0 | 0 | 0 | 0 | 0 | 0 | 0 | 0 | 0 | 0 | 0 | 0 | 0 | 0 | 0 | 0 | 0 | 0 | 0 | 0 | 0 | 0 | 0 | 0 | 0 | 0 | 0 | 0 | 0 | 0 | 0 | 0 | 0 | 0 | 0 | 0 | 0 | 0 | 0 | 0 | 0 | 0 | 0 | 0 | 64.8964 | 2436.8971 | 10181.4444 | 0 | 0
CT | Total | CT - Total | [5 empty] | 288022.6187 | 288022.6187
45 | CCCT 170 G2
CCCT | Base | CCCT - Base | [6 empty] | 996484.3753 |  | 0 | 0 | 0 | 0 | 0 | 0 | 0 | 0 | 0 | 0 | 0 | 0 | 0 | 0 | 0 | 0 | 0 | 0 | 0 | 0 | 0 | 0 | 0 | 0 | 0 | 0 | 0 | 0 | 0 | 0 | 0 | 0 | 0 | 0 | 0 | 0 | 0 | 0 | 0 | 0 | 0 | 0 | 0 | 0 | 0 | 0 | 0 | 0 | 0 | 0 | 0 | 0 | 132912.1345 | 533244.6832 | 330327.5576 | 0
CCCT | Escalation | CCCT - Escalation
CCCT | AFUDC | CCCT - AFUDC | [6 empty] | 78695.204 |  | 0 | 0 | 0 | 0 | 0 | 0 | 0 | 0 | 0 | 0 | 0 | 0 | 0 | 0 | 0 | 0 | 0 | 0 | 0 | 0 | 0 | 0 | 0 | 0 | 0 | 0 | 0 | 0 | 0 | 0 | 0 | 0 | 0 | 0 | 0 | 0 | 0 | 0 | 0 | 0 | 0 | 0 | 0 | 0 | 0 | 0 | 0 | 0 | 0 | 0 | 0 | 0 | 4153.5042 | 25230.4988 | 49311.201 | 0
CCCT | Total | CCCT - Total | [5 empty] | 1075179.5793 | 1075179.5793
Type | [10 empty] | 2012 | 2013 | 2014 | 2015 | 2016 | 2017 | 2018 | 2019 | 2020 | 2021 | 2022 | 2023 | 2024 | 2025 | 2026 | 2027 | 2028 | 2029 | 2030 | 2031 | 2032 | 2033 | 2034 | 2035 | 2036 | 2037 | 2038 | 2039 | 2040 | 2041 | 2042 | 2043 | 2044 | 2045 | 2046 | 2047 | 2048 | 2049 | 2050 | 2051 | 2052 | 2053 | 2054 | 2055 | 2056 | 2057 | 2058 | 2059 | 2060 | 2061 | 2062 | 2063 | 2064 | 2065 | 2066 | 2067
Total Hydro
H | Base | H - Base | [6 empty] | 581877.5359 |  | 0 | 0 | 6900.5794 | 59121.5213 | 81121.5499 | 106067.7162 | 30768.642 | 120417.8464 | 90574.4956 | 86905.1852 | 0 | 0 | 0 | 0 | 0 | 0 | 0 | 0 | 0 | 0 | 0 | 0 | 0 | 0 | 0 | 0 | 0 | 0 | 0 | 0 | 0 | 0 | 0 | 0 | 0 | 0 | 0 | 0 | 0 | 0 | 0 | 0 | 0 | 0 | 0 | 0 | 0 | 0 | 0 | 0 | 0 | 0 | 0 | 0 | 0 | 0
H | AFUDC | H - AFUDC | [6 empty] | 39900.7758 |  | 0 | 0 | 161.7323 | 2288.942 | 6814.5969 | 10938.8427 | 1337.2819 | 5674.5351 | 3850.5329 | 8834.312 | 0 | 0 | 0 | 0 | 0 | 0 | 0 | 0 | 0 | 0 | 0 | 0 | 0 | 0 | 0 | 0 | 0 | 0 | 0 | 0 | 0 | 0 | 0 | 0 | 0 | 0 | 0 | 0 | 0 | 0 | 0 | 0 | 0 | 0 | 0 | 0 | 0 | 0 | 0 | 0 | 0 | 0 | 0 | 0 | 0 | 0
| Total CCCT | - Total CCCT
CCCT | Base | CCCT - Base | [6 empty] | 5057534.3521 |  | 0 | 0 | 0 | 0 | 0 | 0 | 0 | 0 | 0 | 0 | 0 | 0 | 0 | 0 | 0 | 0 | 0 | 0 | 67595.3239 | 360338.3291 | 327263.6081 | 159592.4023 | 62995.091 | 252736.8734 | 156562.1876 | 0 | 0 | 0 | 0 | 0 | 0 | 0 | 0 | 0 | 0 | 16136.0251 | 200833.6115 | 283253.8682 | 243645.4861 | 0 | 0 | 0 | 0 | 0 | 0 | 0 | 0 | 0 | 142618.0778 | 760270.9314 | 690487.2117 | 336720.9495 | 132912.1345 | 533244.6832 | 330327.5576 | 0
CCCT | AFUDC | CCCT - AFUDC | [6 empty] | 427572.5576 |  | 0 | 0 | 0 | 0 | 0 | 0 | 0 | 0 | 0 | 0 | 0 | 0 | 0 | 0 | 0 | 0 | 0 | 0 | 2057.3049 | 15613.8621 | 36153.929 | 24492.932 | 1968.5966 | 11958.2578 | 23371.5575 | 0 | 0 | 0 | 0 | 0 | 0 | 0 | 0 | 0 | 0 | 420.209 | 7310.815 | 22895.4747 | 37392.7094 | 0 | 0 | 0 | 0 | 0 | 0 | 0 | 0 | 0 | 4340.6682 | 32943.3882 | 76280.4816 | 51677.1676 | 4153.5042 | 25230.4988 | 49311.201 | 0
| Total CT | - Total CT
CT | Base | CT - Base | [6 empty] | 2515123.0998 |  | 0 | 786.1871 | 20532.1149 | 56859.7953 | 0 | 0 | 0 | 0 | 0 | 0 | 0 | 2022.6119 | 52822.6674 | 146282.352 | 1090.6604 | 29602.2328 | 108090.4653 | 80891.8183 | 0 | 0 | 0 | 1300.8859 | 33974.0232 | 94084.6093 | 0 | 0 | 1475.4263 | 38532.3328 | 108259.6151 | 40522.5374 | 112219.4766 | 0 | 0 | 1759.8157 | 45959.464 | 127276.013 | 0 | 0 | 0 | 2046.8272 | 55554.0963 | 202851.8646 | 151808.5441 | 2263.7259 | 59119.6157 | 163720.5554 | 2441.3544 | 63758.5742 | 179134.7215 | 67051.7205 | 185687.0142 | 2768.912 | 72313.0901 | 200257.3787 | 0 | 0
CT | AFUDC | CT - AFUDC | [6 empty] | 115856.6732 |  | 0 | 18.4263 | 691.9169 | 2890.854 | 0 | 0 | 0 | 0 | 0 | 0 | 0 | 47.405 | 1780.0844 | 7437.2572 | 25.5624 | 986.0956 | 4994.7779 | 4112.6852 | 0 | 0 | 0 | 30.4895 | 1144.8992 | 4783.4304 | 0 | 0 | 34.5803 | 1298.5108 | 5461.5917 | 1365.5792 | 5705.4395 | 0 | 0 | 41.2457 | 1548.7996 | 6470.9409 | 0 | 0 | 0 | 47.9725 | 1850.5919 | 9373.6298 | 7718.2188 | 53.0561 | 1992.2869 | 8323.8468 | 57.2192 | 2148.6163 | 9037.1715 | 2259.5929 | 9440.661 | 64.8964 | 2436.8971 | 10181.4444 | 0 | 0
| Total Wind | - Total Wind
W | Base | W - Base | [6 empty] | 3780984.8758 |  | 0 | 0 | 21794.3209 | 44728.6554 | 0 | 0 | 0 | 49557.5856 | 101707.421 | 0 | 0 | 0 | 56343.9051 | 115635.0376 | 0 | 65722.7653 | 134883.3459 | 64059.53 | 131469.875 | 0 | 0 | 0 | 109247.5763 | 224209.6563 | 0 | 0 | 0 | 82805.1514 | 169941.6606 | 0 | 0 | 0 | 94144.3279 | 193213.1414 | 0 | 109815.3476 | 225374.8978 | 107036.2692 | 219671.3735 | 0 | 0 | 0 | 182540.4119 | 374629.1167 | 0 | 0 | 0 | 138358.0941 | 283953.4 | 0 | 0 | 0 | 157304.5827 | 322837.4268 | 0 | 0
W | AFUDC | W - AFUDC | [6 empty] | 158174.4184 |  | 0 | 0 | 681.0725 | 2101.8619 | 0 | 0 | 0 | 1548.6746 | 4779.3736 | 0 | 0 | 0 | 1760.747 | 5433.8518 | 0 | 2053.8364 | 6338.3566 | 2001.8603 | 6177.9529 | 0 | 0 | 0 | 3413.9868 | 10535.9246 | 0 | 0 | 0 | 2587.661 | 7985.7957 | 0 | 0 | 0 | 2942.0102 | 9079.3551 | 0 | 3431.7296 | 10590.6809 | 3344.8834 | 10322.6643 | 0 | 0 | 0 | 5704.3879 | 17604.3449 | 0 | 0 | 0 | 4323.6904 | 13343.3665 | 0 | 0 | 0 | 4915.7682 | 15170.5811 | 0 | 0
| Total HRD ESP | - Total HRD ESP
ESP | Base | ESP - Base | [6 empty] | 614804.8734 |  | 0 | 0 | 78104.7018 | 254603.1034 | 262088.4346 | 20008.6337 | 0 | 0 | 0 | 0 | 0 | 0 | 0 | 0 | 0 | 0 | 0 | 0 | 0 | 0 | 0 | 0 | 0 | 0 | 0 | 0 | 0 | 0 | 0 | 0 | 0 | 0 | 0 | 0 | 0 | 0 | 0 | 0 | 0 | 0 | 0 | 0 | 0 | 0 | 0 | 0 | 0 | 0 | 0 | 0 | 0 | 0 | 0 | 0 | 0 | 0
ESP | AFUDC | ESP - AFUDC | [6 empty] | 65698.3106 |  | 0 | 0 | 2440.7719 | 12990.4391 | 29948.9521 | 20318.1475 | 0 | 0 | 0 | 0 | 0 | 0 | 0 | 0 | 0 | 0 | 0 | 0 | 0 | 0 | 0 | 0 | 0 | 0 | 0 | 0 | 0 | 0 | 0 | 0 | 0 | 0 | 0 | 0 | 0 | 0 | 0 | 0 | 0 | 0 | 0 | 0 | 0 | 0 | 0 | 0 | 0 | 0 | 0 | 0 | 0 | 0 | 0 | 0 | 0 | 0
| Total HRD Other | - Total HRD Other
HRD | Base | HRD - Base | [6 empty] | 536581.1739 |  | 0 | 6143.1876 | 50338.6581 | 64245.7097 | 73115.6975 | 62926.363 | 18071.1576 | 18534.9604 | 16079.3137 | 16475.6735 | 16890.8605 | 17319.3444 | 17755.7918 | 66194.8859 | 20369.1128 | 20867.4557 | 21395.0988 | 12797.1151 | 9372.644 | 7688.1437 | 0 | 0 | 0 | 0 | 0 | 0 | 0 | 0 | 0 | 0 | 0 | 0 | 0 | 0 | 0 | 0 | 0 | 0 | 0 | 0 | 0 | 0 | 0 | 0 | 0 | 0 | 0 | 0 | 0 | 0 | 0 | 0 | 0 | 0 | 0 | 0
HRD | AFUDC | HRD - AFUDC | [6 empty] | 0 |  | 0 | 0 | 0 | 0 | 0 | 0 | 0 | 0 | 0 | 0 | 0 | 0 | 0 | 0 | 0 | 0 | 0 | 0 | 0 | 0 | 0 | 0 | 0 | 0 | 0 | 0 | 0 | 0 | 0 | 0 | 0 | 0 | 0 | 0 | 0 | 0 | 0 | 0 | 0 | 0 | 0 | 0 | 0 | 0 | 0 | 0 | 0 | 0 | 0 | 0 | 0 | 0 | 0 | 0 | 0 | 0
| Grand Total | [6 empty] | NPV
| Base | [6 empty] | 2683200.2723 | 13086905.9109 |  | 0 | 6929.3747 | 177670.375 | 479558.7851 | 416325.682 | 189002.7128 | 48839.7996 | 188510.3925 | 208361.2303 | 103380.8586 | 16890.8605 | 19341.9563 | 126922.3643 | 328112.2755 | 21459.7733 | 116192.4539 | 264368.9101 | 157748.4634 | 208437.8428 | 368026.4728 | 327263.6081 | 160893.2882 | 206216.6904 | 571031.139 | 156562.1876 | 0 | 1475.4263 | 121337.4842 | 278201.2757 | 40522.5374 | 112219.4766 | 0 | 94144.3279 | 194972.9571 | 45959.464 | 253227.3857 | 426208.5093 | 390290.1374 | 463316.8595 | 2046.8272 | 55554.0963 | 202851.8646 | 334348.956 | 376892.8426 | 59119.6157 | 163720.5554 | 2441.3544 | 202116.6683 | 605706.1993 | 827322.6519 | 876174.2259 | 339489.8615 | 362529.8073 | 1056339.4886 | 330327.5576 | 0
| AFUDC | [6 empty] | 159775.024 | 807202.7355 |  | 0 | 18.4263 | 3975.4937 | 20272.0971 | 36763.549 | 31256.9902 | 1337.2819 | 7223.2097 | 8629.9065 | 8834.312 | 0 | 47.405 | 3540.8314 | 12871.109 | 25.5624 | 3039.9321 | 11333.1345 | 6114.5455 | 8235.2578 | 15613.8621 | 36153.929 | 24523.4215 | 6527.4825 | 27277.6127 | 23371.5575 | 0 | 34.5803 | 3886.1718 | 13447.3874 | 1365.5792 | 5705.4395 | 0 | 2942.0102 | 9120.6008 | 1548.7996 | 10322.8795 | 17901.4959 | 26240.3581 | 47715.3738 | 47.9725 | 1850.5919 | 9373.6298 | 13422.6066 | 17657.401 | 1992.2869 | 8323.8468 | 57.2192 | 6472.3067 | 26721.2061 | 35202.9811 | 85721.1426 | 51742.064 | 11506.1695 | 50582.5244 | 49311.201 | 0
| Total | [6 empty] | 2842975.2963 | 13894108.6464 |  | 0 | 6947.801 | 181645.8687 | 499830.8821 | 453089.231 | 220259.703 | 50177.0815 | 195733.6021 | 216991.1369 | 112215.1706 | 16890.8605 | 19389.3612 | 130463.1957 | 340983.3845 | 21485.3356 | 119232.3859 | 275702.0446 | 163863.0089 | 216673.1006 | 383640.3349 | 363417.5371 | 185416.7097 | 212744.173 | 598308.7517 | 179933.7451 | 0 | 1510.0067 | 125223.656 | 291648.6631 | 41888.1167 | 117924.9162 | 0 | 97086.3381 | 204093.5578 | 47508.2636 | 263550.2652 | 444110.0052 | 416530.4955 | 511032.2333 | 2094.7997 | 57404.6882 | 212225.4945 | 347771.5626 | 394550.2436 | 61111.9026 | 172044.4022 | 2498.5736 | 208588.9751 | 632427.4054 | 862525.633 | 961895.3685 | 391231.9255 | 374035.9768 | 1106922.013 | 379638.7587 | 0
| Opex Summary | [6 empty] | NPV | Total
1 | Hydro | [6 empty] | 21688.2718 | 159882.6736 |  | 0 | 0 | 0 | 0 | 0 | 115.1526 | 706.2533 | 769.1383 | 1287.8519 | 1360.46 | 1840.7616 | 1886.7806 | 1933.9501 | 1982.2989 | 2031.8564 | 2082.6528 | 2134.7191 | 2188.0871 | 2242.7892 | 2298.859 | 2356.3304 | 2415.2387 | 2475.6197 | 2537.5102 | 2600.9479 | 2665.9716 | 2732.6209 | 2800.9364 | 2870.9598 | 2942.7338 | 3016.3022 | 3091.7097 | 3169.0025 | 3248.2275 | 3329.4332 | 3412.6691 | 3497.9858 | 3585.4354 | 3675.0713 | 3766.9481 | 3861.1218 | 3957.6498 | 4056.5911 | 4158.0059 | 4261.956 | 4368.5049 | 4477.7175 | 4589.6605 | 4704.402 | 4822.012 | 4942.5623 | 5066.1264 | 5192.7796 | 5322.599 | 5455.664 | 5592.0556
2 | CCGT | [6 empty] | 157225.5645 | 2289649.0358 |  | 0 | 0 | 0 | 0 | 0 | 0 | 0 | 0 | 0 | 0 | 0 | 0 | 0 | 0 | 0 | 0 | 0 | 0 | 0 | 0 | 376.7871 | 9069.4284 | 18510.8835 | 19239.7442 | 23908.3168 | 35475.5484 | 36959.3563 | 38494.1581 | 40081.8659 | 41718.5853 | 43410.4868 | 45157.0112 | 46968.8335 | 48821.6103 | 50744.2413 | 52727.3248 | 54782.8075 | 56874.2762 | 59667.8606 | 68483.4474 | 71041.284 | 73682.8436 | 76412.9403 | 79232.8949 | 82145.72 | 85150.1782 | 88254.3918 | 91455.9586 | 94766.7825 | 97878.3903 | 101088.2292 | 104394.8943 | 107806.923 | 111307.2294 | 114919.1173 | 118638.6846
3 | NewGT | [6 empty] | 39357.5768 | 386489.4513 |  | 0 | 0 | 0 | 55.7574 | 715.2962 | 743.529 | 726.61 | 746.28 | 741.7646 | 756.9526 | 771.9116 | 796.1165 | 823.4665 | 980.5084 | 2484.5941 | 2572.4851 | 2728.0782 | 3664.6634 | 4551.8441 | 4628.5124 | 4754.0933 | 5109.7817 | 4846.5292 | 5059.3874 | 6204.807 | 6187.6204 | 6349.2175 | 6516.0687 | 6688.0371 | 6870.5492 | 7157.674 | 8442.2015 | 8670.2343 | 8925.1008 | 9180.9249 | 9560.0393 | 11060.3782 | 11405.186 | 11445.2998 | 8723.1203 | 8948.5815 | 9181.1787 | 9418.9759 | 9663.4915 | 9914.6821 | 10318.9828 | 12161.0683 | 12483.6873 | 12810.5675 | 13150.0778 | 13657.6888 | 15796.6337 | 16209.8135 | 16650.2824 | 17098.7989 | 17380.3201
4 | Wind | [6 empty] | 161941.8075 | 1529976.0488 |  | 0 | 0 | 0 | 384.4135 | 1504.7496 | 1542.3682 | 1580.9274 | 1620.4506 | 2530.8191 | 5107.4577 | 5235.1441 | 5366.0227 | 5500.1737 | 6621.8411 | 9631.0326 | 9871.8084 | 11262.7385 | 14850.1095 | 16334.8529 | 19960.5481 | 20459.5627 | 20971.0508 | 21495.3271 | 23292.5227 | 27514.9438 | 28202.816 | 28907.8864 | 29630.5835 | 30371.3496 | 31130.6318 | 31908.8976 | 32706.6201 | 33524.2872 | 34362.3926 | 35221.4525 | 36101.9888 | 37004.5403 | 37929.652 | 38877.8932 | 39849.8406 | 40846.0887 | 41867.2388 | 42913.9198 | 43986.7676 | 45086.4392 | 46213.5979 | 47368.9379 | 48553.1613 | 49766.9928 | 51011.1651 | 52286.4442 | 53593.6053 | 54933.4482 | 56306.7814 | 57714.4511 | 59157.3124
5 | ESP | [6 empty] | 27328.5707 | 68536.9936 |  | 0 | 0 | 0 | 0 | 0 | 1587.0497 | 3237.6842 | 3321.7719 | 3266.616 | 3304.4994 | 3344.3356 | 3568.3093 | 3740.328 | 3848.414 | 3873.5734 | 4064.3825 | 4229.3668 | 4378.0928 | 4491.7545 | 4523.1824 | 4715.4973 | 3453.9891 | 2133.6314 | 2193.0114 | 1261.5039 | 0 | 0 | 0 | 0 | 0 | 0 | 0 | 0 | 0 | 0 | 0 | 0 | 0 | 0 | 0 | 0 | 0 | 0 | 0 | 0 | 0 | 0 | 0 | 0 | 0 | 0 | 0 | 0 | 0 | 0 | 0
6 | HRD | [6 empty] | 331178.1349 | 671405.977 |  | 21644.037 | 22650.5549 | 23648.0424 | 24505.2516 | 25173.5348 | 25802.1138 | 26202.6594 | 26862.411 | 27328.1412 | 27946.1375 | 28581.0814 | 29504.6632 | 30365.6153 | 31146.4673 | 31819.3085 | 32754.7461 | 33668.0027 | 34573.7332 | 35444.3457 | 36210.0158 | 37233.2761 | 25278.8242 | 12895.0671 | 13226.4384 | 6941.5085 | 0 | 0 | 0 | 0 | 0 | 0 | 0 | 0 | 0 | 0 | 0 | 0 | 0 | 0 | 0 | 0 | 0 | 0 | 0 | 0 | 0 | 0 | 0 | 0 | 0 | 0 | 0 | 0 | 0 | 0 | 0
7 | ExGT | [6 empty] | 13727.8578 | 22243.2916 |  | 1190 | 1219.75 | 1250.2437 | 1281.4998 | 1313.5373 | 1346.3758 | 1380.0352 | 1414.536 | 1449.8994 | 1486.1469 | 1523.3006 | 1561.3831 | 1600.4177 | 1640.4281 | 840.7194 | 861.7374 | 883.2808 | 0 | 0 | 0 | 0 | 0 | 0 | 0 | 0 | 0 | 0 | 0 | 0 | 0 | 0 | 0 | 0 | 0 | 0 | 0 | 0 | 0 | 0 | 0 | 0 | 0 | 0 | 0 | 0 | 0 | 0 | 0 | 0 | 0 | 0 | 0 | 0 | 0 | 0 | 0
| Totals | [6 empty] | 752447.7839 | 5128183.4717 |  | 22834.037 | 23870.3049 | 24898.2862 | 26226.9223 | 28707.1179 | 31136.589 | 33834.1695 | 34734.5878 | 36605.0922 | 39961.6541 | 41296.5349 | 42683.2755 | 43963.9512 | 46219.9578 | 50681.0844 | 52207.8122 | 54906.1862 | 59654.686 | 63065.5864 | 67621.1177 | 69895.547 | 66298.3129 | 62357.058 | 65548.6142 | 68432.0278 | 72531.9564 | 74949.081 | 77441.7468 | 80012.2125 | 82662.5001 | 85493.3606 | 89397.5425 | 92332.3576 | 95357.3312 | 98476.052 | 101802.022 | 106345.7117 | 109794.5496 | 113666.1249 | 120823.3564 | 124697.076 | 128688.911 | 132802.4271 | 137041.1599 | 141408.7974 | 146051.2638 | 152262.1154 | 157082.4677 | 162048.7449 | 166861.6453 | 171974.9245 | 178851.2597 | 184142.9643 | 189586.8923 | 195188.0314 | 200768.3727
Note on C1798: Litres per bbl: 42 gals/bbl / 0.264172052 litres per gallon
Note on Q1807: Author: Swith to 2.2% s. in July when ESPs are placed in service.

## IsolatedEconomicImpacts
| NPV | Nominal Total | 2012 | 2013 | 2014 | 2015 | 2016 | 2017 | 2018 | 2019 | 2020 | 2021 | 2022 | 2023 | 2024 | 2025 | 2026 | 2027 | 2028 | 2029 | 2030 | 2031 | 2032 | 2033 | 2034 | 2035 | 2036 | 2037 | 2038 | 2039 | 2040 | 2041 | 2042 | 2043 | 2044 | 2045 | 2046 | 2047 | 2048 | 2049 | 2050 | 2051 | 2052 | 2053 | 2054 | 2055 | 2056 | 2057 | 2058 | 2059 | 2060 | 2061 | 2062 | 2063 | 2064 | 2065 | 2066 | 2067 | 2068 | 2069 | Totals
Capital Costs (including escalation) | [60 empty] | 0
Small Hydro | 387278.5351 | 581877.5359 | 0 | 0 | 6900.5794 | 59121.5213 | 81121.5499 | 106067.7162 | 30768.642 | 120417.8464 | 90574.4956 | 86905.1852 | 0 | 0 | 0 | 0 | 0 | 0 | 0 | 0 | 0 | 0 | 0 | 0 | 0 | 0 | 0 | 0 | 0 | 0 | 0 | 0 | 0 | 0 | 0 | 0 | 0 | 0 | 0 | 0 | 0 | 0 | 0 | 0 | 0 | 0 | 0 | 0 | 0 | 0 | 0 | 0 | 0 | 0 | 0 | 0 | 0 | 0 | 0 | 0 | 581877.5359
CCCT | 496597.2854 | 5057534.3521 | 0 | 0 | 0 | 0 | 0 | 0 | 0 | 0 | 0 | 0 | 0 | 0 | 0 | 0 | 0 | 0 | 0 | 0 | 67595.3239 | 360338.3291 | 327263.6081 | 159592.4023 | 62995.091 | 252736.8734 | 156562.1876 | 0 | 0 | 0 | 0 | 0 | 0 | 0 | 0 | 0 | 0 | 16136.0251 | 200833.6115 | 283253.8682 | 243645.4861 | 0 | 0 | 0 | 0 | 0 | 0 | 0 | 0 | 0 | 142618.0778 | 760270.9314 | 690487.2117 | 336720.9495 | 132912.1345 | 533244.6832 | 330327.5576 | 0 | 0 | 0 | 5057534.3521
CT | 373839.9555 | 2515123.0998 | 0 | 786.1871 | 20532.1149 | 56859.7953 | 0 | 0 | 0 | 0 | 0 | 0 | 0 | 2022.6119 | 52822.6674 | 146282.352 | 1090.6604 | 29602.2328 | 108090.4653 | 80891.8183 | 0 | 0 | 0 | 1300.8859 | 33974.0232 | 94084.6093 | 0 | 0 | 1475.4263 | 38532.3328 | 108259.6151 | 40522.5374 | 112219.4766 | 0 | 0 | 1759.8157 | 45959.464 | 127276.013 | 0 | 0 | 0 | 2046.8272 | 55554.0963 | 202851.8646 | 151808.5441 | 2263.7259 | 59119.6157 | 163720.5554 | 2441.3544 | 63758.5742 | 179134.7215 | 67051.7205 | 185687.0142 | 2768.912 | 72313.0901 | 200257.3787 | 0 | 0 | 0 | 0 | 2515123.0998
Wind | 606691.6102 | 3780984.8758 | 0 | 0 | 21794.3209 | 44728.6554 | 0 | 0 | 0 | 49557.5856 | 101707.421 | 0 | 0 | 0 | 56343.9051 | 115635.0376 | 0 | 65722.7653 | 134883.3459 | 64059.53 | 131469.875 | 0 | 0 | 0 | 109247.5763 | 224209.6563 | 0 | 0 | 0 | 82805.1514 | 169941.6606 | 0 | 0 | 0 | 94144.3279 | 193213.1414 | 0 | 109815.3476 | 225374.8978 | 107036.2692 | 219671.3735 | 0 | 0 | 0 | 182540.4119 | 374629.1167 | 0 | 0 | 0 | 138358.0941 | 283953.4 | 0 | 0 | 0 | 157304.5827 | 322837.4268 | 0 | 0 | 0 | 0 | 3780984.8758
HRD ESP | 490263.5353 | 614804.8734 | 0 | 0 | 78104.7018 | 254603.1034 | 262088.4346 | 20008.6337 | 0 | 0 | 0 | 0 | 0 | 0 | 0 | 0 | 0 | 0 | 0 | 0 | 0 | 0 | 0 | 0 | 0 | 0 | 0 | 0 | 0 | 0 | 0 | 0 | 0 | 0 | 0 | 0 | 0 | 0 | 0 | 0 | 0 | 0 | 0 | 0 | 0 | 0 | 0 | 0 | 0 | 0 | 0 | 0 | 0 | 0 | 0 | 0 | 0 | 0 | 0 | 0 | 614804.8734
HRD Other | 328529.3507 | 536581.1739 | 0 | 6143.1876 | 50338.6581 | 64245.7097 | 73115.6975 | 62926.363 | 18071.1576 | 18534.9604 | 16079.3137 | 16475.6735 | 16890.8605 | 17319.3444 | 17755.7918 | 66194.8859 | 20369.1128 | 20867.4557 | 21395.0988 | 12797.1151 | 9372.644 | 7688.1437 | 0 | 0 | 0 | 0 | 0 | 0 | 0 | 0 | 0 | 0 | 0 | 0 | 0 | 0 | 0 | 0 | 0 | 0 | 0 | 0 | 0 | 0 | 0 | 0 | 0 | 0 | 0 | 0 | 0 | 0 | 0 | 0 | 0 | 0 | 0 | 0 | 0 | 0 | 536581.1739
Operating Costs (including escalation) | [60 empty] | 0
Small Hydro | 21688.2718 | 159882.6736 | 0 | 0 | 0 | 0 | 0 | 115.1526 | 706.2533 | 769.1383 | 1287.8519 | 1360.46 | 1840.7616 | 1886.7806 | 1933.9501 | 1982.2989 | 2031.8564 | 2082.6528 | 2134.7191 | 2188.0871 | 2242.7892 | 2298.859 | 2356.3304 | 2415.2387 | 2475.6197 | 2537.5102 | 2600.9479 | 2665.9716 | 2732.6209 | 2800.9364 | 2870.9598 | 2942.7338 | 3016.3022 | 3091.7097 | 3169.0025 | 3248.2275 | 3329.4332 | 3412.6691 | 3497.9858 | 3585.4354 | 3675.0713 | 3766.9481 | 3861.1218 | 3957.6498 | 4056.5911 | 4158.0059 | 4261.956 | 4368.5049 | 4477.7175 | 4589.6605 | 4704.402 | 4822.012 | 4942.5623 | 5066.1264 | 5192.7796 | 5322.599 | 5455.664 | 5592.0556 | 0 | 0 | 159882.6736
CCCT | 157225.5645 | 2289649.0358 | 0 | 0 | 0 | 0 | 0 | 0 | 0 | 0 | 0 | 0 | 0 | 0 | 0 | 0 | 0 | 0 | 0 | 0 | 0 | 0 | 376.7871 | 9069.4284 | 18510.8835 | 19239.7442 | 23908.3168 | 35475.5484 | 36959.3563 | 38494.1581 | 40081.8659 | 41718.5853 | 43410.4868 | 45157.0112 | 46968.8335 | 48821.6103 | 50744.2413 | 52727.3248 | 54782.8075 | 56874.2762 | 59667.8606 | 68483.4474 | 71041.284 | 73682.8436 | 76412.9403 | 79232.8949 | 82145.72 | 85150.1782 | 88254.3918 | 91455.9586 | 94766.7825 | 97878.3903 | 101088.2292 | 104394.8943 | 107806.923 | 111307.2294 | 114919.1173 | 118638.6846 | 0 | 0 | 2289649.0358
CT | 53085.4346 | 408732.7429 | 1190 | 1219.75 | 1250.2437 | 1337.2572 | 2028.8335 | 2089.9047 | 2106.6452 | 2160.816 | 2191.664 | 2243.0996 | 2295.2122 | 2357.4996 | 2423.8842 | 2620.9365 | 3325.3135 | 3434.2225 | 3611.3591 | 3664.6634 | 4551.8441 | 4628.5124 | 4754.0933 | 5109.7817 | 4846.5292 | 5059.3874 | 6204.807 | 6187.6204 | 6349.2175 | 6516.0687 | 6688.0371 | 6870.5492 | 7157.674 | 8442.2015 | 8670.2343 | 8925.1008 | 9180.9249 | 9560.0393 | 11060.3782 | 11405.186 | 11445.2998 | 8723.1203 | 8948.5815 | 9181.1787 | 9418.9759 | 9663.4915 | 9914.6821 | 10318.9828 | 12161.0683 | 12483.6873 | 12810.5675 | 13150.0778 | 13657.6888 | 15796.6337 | 16209.8135 | 16650.2824 | 17098.7989 | 17380.3201 | 0 | 0 | 408732.7429
Wind | 161941.8075 | 1529976.0488 | 0 | 0 | 0 | 384.4135 | 1504.7496 | 1542.3682 | 1580.9274 | 1620.4506 | 2530.8191 | 5107.4577 | 5235.1441 | 5366.0227 | 5500.1737 | 6621.8411 | 9631.0326 | 9871.8084 | 11262.7385 | 14850.1095 | 16334.8529 | 19960.5481 | 20459.5627 | 20971.0508 | 21495.3271 | 23292.5227 | 27514.9438 | 28202.816 | 28907.8864 | 29630.5835 | 30371.3496 | 31130.6318 | 31908.8976 | 32706.6201 | 33524.2872 | 34362.3926 | 35221.4525 | 36101.9888 | 37004.5403 | 37929.652 | 38877.8932 | 39849.8406 | 40846.0887 | 41867.2388 | 42913.9198 | 43986.7676 | 45086.4392 | 46213.5979 | 47368.9379 | 48553.1613 | 49766.9928 | 51011.1651 | 52286.4442 | 53593.6053 | 54933.4482 | 56306.7814 | 57714.4511 | 59157.3124 | 0 | 0 | 1529976.0488
HRD ESP | 27328.5707 | 68536.9936 | 0 | 0 | 0 | 0 | 0 | 1587.0497 | 3237.6842 | 3321.7719 | 3266.616 | 3304.4994 | 3344.3356 | 3568.3093 | 3740.328 | 3848.414 | 3873.5734 | 4064.3825 | 4229.3668 | 4378.0928 | 4491.7545 | 4523.1824 | 4715.4973 | 3453.9891 | 2133.6314 | 2193.0114 | 1261.5039 | 0 | 0 | 0 | 0 | 0 | 0 | 0 | 0 | 0 | 0 | 0 | 0 | 0 | 0 | 0 | 0 | 0 | 0 | 0 | 0 | 0 | 0 | 0 | 0 | 0 | 0 | 0 | 0 | 0 | 0 | 0 | 0 | 0 | 68536.9936
HRD Other | 331178.1349 | 671405.977 | 21644.037 | 22650.5549 | 23648.0424 | 24505.2516 | 25173.5348 | 25802.1138 | 26202.6594 | 26862.411 | 27328.1412 | 27946.1375 | 28581.0814 | 29504.6632 | 30365.6153 | 31146.4673 | 31819.3085 | 32754.7461 | 33668.0027 | 34573.7332 | 35444.3457 | 36210.0158 | 37233.2761 | 25278.8242 | 12895.0671 | 13226.4384 | 6941.5085 | 0 | 0 | 0 | 0 | 0 | 0 | 0 | 0 | 0 | 0 | 0 | 0 | 0 | 0 | 0 | 0 | 0 | 0 | 0 | 0 | 0 | 0 | 0 | 0 | 0 | 0 | 0 | 0 | 0 | 0 | 0 | 0 | 0 | 671405.977
Direct Labour Income - Capex | [60 empty] | 0
Small Hydro | 78786.6057 | 118375.1534 | 0 | 0 | 1403.83 | 12027.4778 | 16503.0875 | 21578.0493 | 6259.4661 | 24497.3902 | 18426.1621 | 17679.6903 | 0 | 0 | 0 | 0 | 0 | 0 | 0 | 0 | 0 | 0 | 0 | 0 | 0 | 0 | 0 | 0 | 0 | 0 | 0 | 0 | 0 | 0 | 0 | 0 | 0 | 0 | 0 | 0 | 0 | 0 | 0 | 0 | 0 | 0 | 0 | 0 | 0 | 0 | 0 | 0 | 0 | 0 | 0 | 0 | 0 | 0 | 0 | 0 | 118375.1534
CCCT | 78033.0267 | 794717.8223 | 0 | 0 | 0 | 0 | 0 | 0 | 0 | 0 | 0 | 0 | 0 | 0 | 0 | 0 | 0 | 0 | 0 | 0 | 10621.6201 | 56621.9174 | 51424.7069 | 25077.6204 | 9898.7605 | 39713.9166 | 24601.4663 | 0 | 0 | 0 | 0 | 0 | 0 | 0 | 0 | 0 | 0 | 2535.5412 | 31558.0754 | 44509.2177 | 38285.3376 | 0 | 0 | 0 | 0 | 0 | 0 | 0 | 0 | 0 | 22410.3526 | 119465.4978 | 108500.0032 | 52910.7903 | 20885.2051 | 83791.6312 | 51906.162 | 0 | 0 | 0 | 794717.8223
CT | 51376.629 | 345652.0485 | 0 | 108.0453 | 2821.7178 | 7814.2118 | 0 | 0 | 0 | 0 | 0 | 0 | 0 | 277.9665 | 7259.3915 | 20103.5069 | 149.8889 | 4068.2193 | 14854.816 | 11116.9202 | 0 | 0 | 0 | 178.7801 | 4669.0322 | 12929.9985 | 0 | 0 | 202.7671 | 5295.4783 | 14878.0621 | 5568.9911 | 15422.2638 | 0 | 0 | 241.8505 | 6316.185 | 17491.4757 | 0 | 0 | 0 | 281.2944 | 7634.7703 | 27877.8254 | 20862.9686 | 311.1027 | 8124.7778 | 22500.0301 | 335.5141 | 8762.3074 | 24618.3908 | 9214.8828 | 25518.869 | 380.5301 | 9937.95 | 27521.2665 | 0 | 0 | 0 | 0 | 345652.0485
Wind | 38858.0182 | 242168.4704 | 0 | 0 | 1395.9054 | 2864.8277 | 0 | 0 | 0 | 3174.116 | 6514.2632 | 0 | 0 | 0 | 3608.7733 | 7406.3137 | 0 | 4209.4804 | 8639.1495 | 4102.9517 | 8420.5199 | 0 | 0 | 0 | 6997.2029 | 14360.4144 | 0 | 0 | 0 | 5303.5909 | 10884.6011 | 0 | 0 | 0 | 6029.8543 | 12375.1172 | 0 | 7033.5681 | 14435.047 | 6855.5708 | 14069.7417 | 0 | 0 | 0 | 11691.5391 | 23994.6371 | 0 | 0 | 0 | 8861.7038 | 18186.9441 | 0 | 0 | 0 | 10075.2083 | 20677.4289 | 0 | 0 | 0 | 0 | 242168.4704
HRD ESP | 73944.8956 | 92729.071 | 0 | 0 | 11780.2847 | 38400.9794 | 39529.9682 | 3017.8388 | 0 | 0 | 0 | 0 | 0 | 0 | 0 | 0 | 0 | 0 | 0 | 0 | 0 | 0 | 0 | 0 | 0 | 0 | 0 | 0 | 0 | 0 | 0 | 0 | 0 | 0 | 0 | 0 | 0 | 0 | 0 | 0 | 0 | 0 | 0 | 0 | 0 | 0 | 0 | 0 | 0 | 0 | 0 | 0 | 0 | 0 | 0 | 0 | 0 | 0 | 0 | 0 | 92729.071
HRD Other | 66834.8749 | 109160.2182 | 0 | 1249.7488 | 10240.7225 | 13069.925 | 14874.4046 | 12801.5217 | 3676.3338 | 3770.6882 | 3271.12 | 3351.754 | 3436.2182 | 3523.3875 | 3612.1769 | 13466.4586 | 4143.8219 | 4245.203 | 4352.5449 | 2603.4008 | 1906.7383 | 1564.0494 | 0 | 0 | 0 | 0 | 0 | 0 | 0 | 0 | 0 | 0 | 0 | 0 | 0 | 0 | 0 | 0 | 0 | 0 | 0 | 0 | 0 | 0 | 0 | 0 | 0 | 0 | 0 | 0 | 0 | 0 | 0 | 0 | 0 | 0 | 0 | 0 | 0 | 0 | 109160.2182
Direct Labour Income - Opex |  | 0 | [58 empty] | 0
Small Hydro | 13954.8525 | 102873.0709 | 0 | 0 | 0 | 0 | 0 | 74.0924 | 454.4235 | 494.8855 | 828.6406 | 875.3588 | 1184.3985 | 1214.0084 | 1244.3587 | 1275.4676 | 1307.3543 | 1340.0382 | 1373.5391 | 1407.8776 | 1443.0745 | 1479.1514 | 1516.1302 | 1554.0334 | 1592.8843 | 1632.7064 | 1673.5241 | 1715.3622 | 1758.2462 | 1802.2024 | 1847.2574 | 1893.4389 | 1940.7748 | 1989.2942 | 2039.0266 | 2090.0022 | 2142.2523 | 2195.8086 | 2250.7038 | 2306.9714 | 2364.6457 | 2423.7618 | 2484.3559 | 2546.4648 | 2610.1264 | 2675.3795 | 2742.264 | 2810.8206 | 2881.0911 | 2953.1184 | 3026.9464 | 3102.62 | 3180.1855 | 3259.6902 | 3341.1824 | 3424.712 | 3510.3298 | 3598.088 | 0 | 0 | 102873.0709
CCCT | 115615.3271 | 1683686.2569 | 0 | 0 | 0 | 0 | 0 | 0 | 0 | 0 | 0 | 0 | 0 | 0 | 0 | 0 | 0 | 0 | 0 | 0 | 0 | 0 | 277.0692 | 6669.1758 | 13611.9203 | 14147.8857 | 17580.906 | 26086.8336 | 27177.947 | 28306.5588 | 29474.0747 | 30677.6312 | 31921.7657 | 33206.067 | 34538.3848 | 35900.8184 | 37314.6191 | 38772.8734 | 40284.3661 | 41822.3211 | 43876.5747 | 50359.0888 | 52239.986 | 54182.4486 | 56190.0166 | 58263.6615 | 60405.5983 | 62614.9172 | 64897.5909 | 67251.8531 | 69686.4571 | 71974.5682 | 74334.9131 | 76766.459 | 79275.4837 | 81849.423 | 84505.4135 | 87240.5857 | 0 | 0 | 1683686.2569
CT | 36596.4453 | 281775.3226 | 820.3714 | 840.8806 | 861.9027 | 921.8887 | 1398.6529 | 1440.7546 | 1452.2953 | 1489.64 | 1510.9062 | 1546.3652 | 1582.2911 | 1625.2312 | 1670.9959 | 1806.8414 | 2292.4302 | 2367.5107 | 2489.6265 | 2526.3739 | 3137.9853 | 3190.8395 | 3277.4134 | 3522.6206 | 3341.1376 | 3487.8794 | 4277.5175 | 4265.6693 | 4377.0724 | 4492.0975 | 4610.6504 | 4736.4721 | 4934.4124 | 5819.9498 | 5977.1529 | 6152.8546 | 6329.2166 | 6590.5734 | 7624.8886 | 7862.5948 | 7890.2488 | 6013.6118 | 6169.042 | 6329.3916 | 6493.3261 | 6661.8921 | 6835.0598 | 7113.7797 | 8383.6908 | 8606.1004 | 8831.4476 | 9065.5018 | 9415.4426 | 10890.0049 | 11174.8459 | 11478.4998 | 11787.7015 | 11981.7787 | 0 | 0 | 281775.3226
Wind | 44656.2756 | 421898.6633 | 0 | 0 | 0 | 106.004 | 414.9423 | 425.3159 | 435.9488 | 446.8475 | 697.8862 | 1408.4074 | 1443.6176 | 1479.708 | 1516.7008 | 1826.0063 | 2655.8061 | 2722.2013 | 3105.7573 | 4094.9931 | 4504.4186 | 5504.2225 | 5641.8283 | 5782.8737 | 5927.4456 | 6423.0314 | 7587.3854 | 7777.0697 | 7971.4964 | 8170.7838 | 8375.0539 | 8584.4298 | 8799.0405 | 9019.0165 | 9244.4924 | 9475.6042 | 9712.4944 | 9955.3067 | 10204.1899 | 10459.2941 | 10720.7764 | 10988.7959 | 11263.5163 | 11545.1037 | 11833.7313 | 12129.5745 | 12432.8145 | 12743.6343 | 13062.2251 | 13388.7807 | 13723.5009 | 14066.5878 | 14418.2525 | 14778.7088 | 15148.1772 | 15526.8809 | 15915.0529 | 16312.9292 | 0 | 0 | 421898.6633
HRD ESP | 12559.9869 | 31499.0399 | 0 | 0 | 0 | 0 | 0 | 729.395 | 1488.0131 | 1526.6591 | 1501.3099 | 1518.7208 | 1537.0292 | 1639.9657 | 1719.024 | 1768.6995 | 1780.2626 | 1867.9568 | 1943.7823 | 2012.1355 | 2064.3735 | 2078.8175 | 2167.2039 | 1587.425 | 980.5995 | 1007.8901 | 579.7768 | 0 | 0 | 0 | 0 | 0 | 0 | 0 | 0 | 0 | 0 | 0 | 0 | 0 | 0 | 0 | 0 | 0 | 0 | 0 | 0 | 0 | 0 | 0 | 0 | 0 | 0 | 0 | 0 | 0 | 0 | 0 | 0 | 0 | 31499.0399
HRD Other | 152206.7535 | 308572.6782 | 9947.4218 | 10410.0092 | 10868.4463 | 11262.4126 | 11569.5501 | 11858.4398 | 12042.5273 | 12345.7437 | 12559.7895 | 12843.8155 | 13135.6305 | 13560.1011 | 13955.7876 | 14314.6608 | 14623.8931 | 15053.8125 | 15473.5378 | 15889.8041 | 16289.9305 | 16641.8262 | 17112.1082 | 11617.9402 | 5926.467 | 6078.7626 | 3190.2603 | 0 | 0 | 0 | 0 | 0 | 0 | 0 | 0 | 0 | 0 | 0 | 0 | 0 | 0 | 0 | 0 | 0 | 0 | 0 | 0 | 0 | 0 | 0 | 0 | 0 | 0 | 0 | 0 | 0 | 0 | 0 | 0 | 0 | 308572.6782
|  | 0 | [58 empty] | 0
Indirect Income - Capex |  | 0 | [58 empty] | 0
Small Hydro | 23992.5108 | 36048.2232 | 0 | 0 | 427.5017 | 3662.6707 | 5025.6069 | 6571.0609 | 1906.1655 | 7460.0739 | 5611.2316 | 5383.9121 | 0 | 0 | 0 | 0 | 0 | 0 | 0 | 0 | 0 | 0 | 0 | 0 | 0 | 0 | 0 | 0 | 0 | 0 | 0 | 0 | 0 | 0 | 0 | 0 | 0 | 0 | 0 | 0 | 0 | 0 | 0 | 0 | 0 | 0 | 0 | 0 | 0 | 0 | 0 | 0 | 0 | 0 | 0 | 0 | 0 | 0 | 0 | 0 | 36048.2232
CCCT | 37381.9082 | 380711.4742 | 0 | 0 | 0 | 0 | 0 | 0 | 0 | 0 | 0 | 0 | 0 | 0 | 0 | 0 | 0 | 0 | 0 | 0 | 5088.3125 | 27124.865 | 24635.1289 | 12013.494 | 4742.0249 | 19025.0468 | 11785.3913 | 0 | 0 | 0 | 0 | 0 | 0 | 0 | 0 | 0 | 0 | 1214.6571 | 15117.9715 | 21322.2472 | 18340.6826 | 0 | 0 | 0 | 0 | 0 | 0 | 0 | 0 | 0 | 10735.733 | 57230.2325 | 51977.1861 | 25347.0407 | 10005.1075 | 40140.5814 | 24865.7711 | 0 | 0 | 0 | 380711.4742
CT | 31468.6625 | 211715.0903 | 0 | 66.1787 | 1728.3283 | 4786.2773 | 0 | 0 | 0 | 0 | 0 | 0 | 0 | 170.2571 | 4446.4447 | 12313.5847 | 91.8083 | 2491.8221 | 9098.7128 | 6809.2169 | 0 | 0 | 0 | 109.5045 | 2859.8256 | 7919.7442 | 0 | 0 | 124.1967 | 3243.5296 | 9112.9512 | 3411.0588 | 9446.2798 | 0 | 0 | 148.1357 | 3868.722 | 10713.6913 | 0 | 0 | 0 | 172.2954 | 4676.3677 | 17075.427 | 12778.7621 | 190.5533 | 4976.5019 | 13781.4774 | 205.5055 | 5366.9947 | 15078.993 | 5644.2013 | 15630.5443 | 233.0782 | 6087.0867 | 16857.0314 | 0 | 0 | 0 | 0 | 211715.0903
Wind | 52499.871 | 327186.3576 | 0 | 0 | 1885.9648 | 3870.5804 | 0 | 0 | 0 | 4288.4504 | 8801.2202 | 0 | 0 | 0 | 4875.7024 | 10006.4422 | 0 | 5687.2992 | 11672.0887 | 5543.3716 | 11376.705 | 0 | 0 | 0 | 9453.7052 | 19401.9133 | 0 | 0 | 0 | 7165.5182 | 14705.8491 | 0 | 0 | 0 | 8146.7503 | 16719.6395 | 0 | 9502.8372 | 19502.7471 | 9262.3505 | 19009.1944 | 0 | 0 | 0 | 15796.0781 | 32418.4148 | 0 | 0 | 0 | 11972.7749 | 24571.8197 | 0 | 0 | 0 | 13612.3034 | 27936.6369 | 0 | 0 | 0 | 0 | 327186.3576
HRD ESP | 42985.4388 | 53905.0029 | 0 | 0 | 6848.082 | 22323.1494 | 22979.45 | 1754.3216 | 0 | 0 | 0 | 0 | 0 | 0 | 0 | 0 | 0 | 0 | 0 | 0 | 0 | 0 | 0 | 0 | 0 | 0 | 0 | 0 | 0 | 0 | 0 | 0 | 0 | 0 | 0 | 0 | 0 | 0 | 0 | 0 | 0 | 0 | 0 | 0 | 0 | 0 | 0 | 0 | 0 | 0 | 0 | 0 | 0 | 0 | 0 | 0 | 0 | 0 | 0 | 0 | 53905.0029
HRD Other | 20352.907 | 33242.0427 | 0 | 380.5801 | 3118.5586 | 3980.1222 | 4529.6318 | 3898.3866 | 1119.5365 | 1148.2698 | 996.1386 | 1020.6937 | 1046.4152 | 1072.9605 | 1099.9991 | 4100.8767 | 1261.8984 | 1292.7715 | 1325.4598 | 792.8013 | 580.6499 | 476.2925 | 0 | 0 | 0 | 0 | 0 | 0 | 0 | 0 | 0 | 0 | 0 | 0 | 0 | 0 | 0 | 0 | 0 | 0 | 0 | 0 | 0 | 0 | 0 | 0 | 0 | 0 | 0 | 0 | 0 | 0 | 0 | 0 | 0 | 0 | 0 | 0 | 0 | 0 | 33242.0427
Indirect Income - Opex |  | 0
Small Hydro | 807.3887 | 5951.9479 | 0 | 0 | 0 | 0 | 0 | 4.2868 | 26.2917 | 28.6327 | 47.9428 | 50.6458 | 68.526 | 70.2391 | 71.9951 | 73.795 | 75.6399 | 77.5309 | 79.4691 | 81.4559 | 83.4923 | 85.5796 | 87.719 | 89.912 | 92.1598 | 94.4638 | 96.8254 | 99.2461 | 101.7272 | 104.2704 | 106.8771 | 109.5491 | 112.2878 | 115.095 | 117.9724 | 120.9217 | 123.9447 | 127.0433 | 130.2194 | 133.4749 | 136.8118 | 140.2321 | 143.7379 | 147.3313 | 151.0146 | 154.79 | 158.6597 | 162.6262 | 166.6919 | 170.8592 | 175.1306 | 179.5089 | 183.9966 | 188.5965 | 193.3115 | 198.1443 | 203.0979 | 208.1753 | 0 | 0 | 5951.9479
CCCT | 2601.3475 | 37882.9789 | 0 | 0 | 0 | 0 | 0 | 0 | 0 | 0 | 0 | 0 | 0 | 0 | 0 | 0 | 0 | 0 | 0 | 0 | 0 | 0 | 6.2341 | 150.0566 | 306.2685 | 318.3277 | 395.5708 | 586.9543 | 611.5044 | 636.8982 | 663.1673 | 690.2474 | 718.2405 | 747.1373 | 777.1144 | 807.7692 | 839.5798 | 872.3905 | 906.3991 | 941.0032 | 987.2239 | 1133.0806 | 1175.4009 | 1219.1063 | 1264.2766 | 1310.9337 | 1359.1273 | 1408.8371 | 1460.1973 | 1513.1682 | 1567.9469 | 1619.4294 | 1672.5372 | 1727.2471 | 1783.7002 | 1841.6139 | 1901.3737 | 1962.9152 | 0 | 0 | 37882.9789
CT | 1372.3681 | 10566.5852 | 30.764 | 31.5331 | 32.3214 | 34.5709 | 52.4495 | 54.0284 | 54.4611 | 55.8616 | 56.659 | 57.9888 | 59.336 | 60.9462 | 62.6624 | 67.7566 | 85.9662 | 88.7817 | 93.3611 | 94.7391 | 117.6746 | 119.6566 | 122.9031 | 132.0984 | 125.2928 | 130.7956 | 160.4071 | 159.9628 | 164.1404 | 168.4538 | 172.8996 | 177.6179 | 185.0406 | 218.2483 | 224.1435 | 230.7323 | 237.3459 | 247.1468 | 285.9336 | 294.8476 | 295.8846 | 225.5107 | 231.3393 | 237.3524 | 243.5 | 249.8212 | 256.315 | 266.767 | 314.3887 | 322.7291 | 331.1796 | 339.9567 | 353.0795 | 408.3756 | 419.0571 | 430.4442 | 442.0393 | 449.3172 | 0 | 0 | 10566.5852
Wind | 26428.4224 | 249687.551 | 0 | 0 | 0 | 62.7351 | 245.5707 | 251.7099 | 258.0027 | 264.4527 | 413.0222 | 833.5219 | 854.36 | 875.719 | 897.612 | 1080.6648 | 1571.7559 | 1611.0498 | 1838.0455 | 2423.4938 | 2665.7995 | 3257.5022 | 3338.9399 | 3422.4133 | 3507.9736 | 3801.2706 | 4490.3572 | 4602.6159 | 4717.6813 | 4835.6233 | 4956.5141 | 5080.4267 | 5207.4374 | 5337.6233 | 5471.0642 | 5607.8405 | 5748.0365 | 5891.7374 | 6039.0312 | 6190.0067 | 6344.7568 | 6503.3757 | 6665.9605 | 6832.6091 | 7003.4244 | 7178.5099 | 7357.9731 | 7541.922 | 7730.4701 | 7923.7318 | 8121.8255 | 8324.8708 | 8532.9925 | 8746.3174 | 8964.9757 | 9189.0996 | 9418.8272 | 9654.2978 | 0 | 0 | 249687.551
HRD ESP | 3145.1653 | 7887.7222 | 0 | 0 | 0 | 0 | 0 | 182.6489 | 372.6156 | 382.293 | 375.9453 | 380.3052 | 384.8898 | 410.6663 | 430.4634 | 442.9027 | 445.7982 | 467.7579 | 486.7455 | 503.8619 | 516.9429 | 520.5598 | 542.6928 | 397.5095 | 245.5534 | 252.3873 | 145.1828 | 0 | 0 | 0 | 0 | 0 | 0 | 0 | 0 | 0 | 0 | 0 | 0 | 0 | 0 | 0 | 0 | 0 | 0 | 0 | 0 | 0 | 0 | 0 | 0 | 0 | 0 | 0 | 0 | 0 | 0 | 0 | 0 | 0 | 7887.7222
HRD Other | 34246.554 | 69428.9224 | 2238.1722 | 2342.2544 | 2445.4029 | 2534.0454 | 2603.1514 | 2668.1516 | 2709.5714 | 2777.7951 | 2825.9555 | 2889.8614 | 2955.5198 | 3051.0258 | 3140.0554 | 3220.8019 | 3290.3793 | 3387.1112 | 3481.5495 | 3575.2095 | 3665.238 | 3744.4147 | 3850.2282 | 2614.0392 | 1333.4564 | 1367.723 | 717.8093 | 0 | 0 | 0 | 0 | 0 | 0 | 0 | 0 | 0 | 0 | 0 | 0 | 0 | 0 | 0 | 0 | 0 | 0 | 0 | 0 | 0 | 0 | 0 | 0 | 0 | 0 | 0 | 0 | 0 | 0 | 0 | 0 | 0 | 69428.9224
|  | 0 | [58 empty] | 0
Induced Income - Capex |  | 0 | [58 empty] | 0
Small Hydro | 30833.735 | 46327.013 | 0 | 0 | 549.3995 | 4707.0446 | 6458.6083 | 8444.7331 | 2449.6895 | 9587.2392 | 7211.2181 | 6919.0807 | 0 | 0 | 0 | 0 | 0 | 0 | 0 | 0 | 0 | 0 | 0 | 0 | 0 | 0 | 0 | 0 | 0 | 0 | 0 | 0 | 0 | 0 | 0 | 0 | 0 | 0 | 0 | 0 | 0 | 0 | 0 | 0 | 0 | 0 | 0 | 0 | 0 | 0 | 0 | 0 | 0 | 0 | 0 | 0 | 0 | 0 | 0 | 0 | 46327.013
CCCT | 34624.4805 | 352628.7889 | 0 | 0 | 0 | 0 | 0 | 0 | 0 | 0 | 0 | 0 | 0 | 0 | 0 | 0 | 0 | 0 | 0 | 0 | 4712.9798 | 25124.0347 | 22817.9508 | 11127.3343 | 4392.2356 | 17621.689 | 10916.0573 | 0 | 0 | 0 | 0 | 0 | 0 | 0 | 0 | 0 | 0 | 1125.0595 | 14002.8141 | 19749.4395 | 16987.8061 | 0 | 0 | 0 | 0 | 0 | 0 | 0 | 0 | 0 | 9943.8257 | 53008.7191 | 48143.1568 | 23477.3493 | 9267.0938 | 37179.6638 | 23031.5799 | 0 | 0 | 0 | 352628.7889
CT | 24853.5875 | 167210.1416 | 0 | 52.2672 | 1365.0138 | 3780.1468 | 0 | 0 | 0 | 0 | 0 | 0 | 0 | 134.4671 | 3511.7509 | 9725.1275 | 72.5092 | 1968.0124 | 7186.0586 | 5377.8411 | 0 | 0 | 0 | 86.4854 | 2258.6573 | 6254.9228 | 0 | 0 | 98.0891 | 2561.7024 | 7197.304 | 2694.0149 | 7460.5631 | 0 | 0 | 116.9959 | 3055.4721 | 8461.5501 | 0 | 0 | 0 | 136.0769 | 3693.3414 | 13485.9757 | 10092.5192 | 150.4968 | 3930.3839 | 10884.4522 | 162.3059 | 4238.7906 | 11909.2152 | 4457.7252 | 12344.824 | 184.0825 | 4807.511 | 13313.4894 | 0 | 0 | 0 | 0 | 167210.1416
Wind | 27407.3668 | 170806.4484 | 0 | 0 | 984.5611 | 2020.6224 | 0 | 0 | 0 | 2238.7699 | 4594.645 | 0 | 0 | 0 | 2545.3427 | 5223.8268 | 0 | 2969.0339 | 6093.3714 | 2893.897 | 5939.1675 | 0 | 0 | 0 | 4935.2725 | 10128.6983 | 0 | 0 | 0 | 3740.7327 | 7677.135 | 0 | 0 | 0 | 4252.9814 | 8728.427 | 0 | 4960.9216 | 10181.3382 | 4835.3764 | 9923.6808 | 0 | 0 | 0 | 8246.2852 | 16923.9156 | 0 | 0 | 0 | 6250.3436 | 12827.6291 | 0 | 0 | 0 | 7106.2535 | 14584.2197 | 0 | 0 | 0 | 0 | 170806.4484
HRD ESP | 35079.1003 | 43990.2222 | 0 | 0 | 5588.51 | 18217.2386 | 18752.8254 | 1431.6481 | 0 | 0 | 0 | 0 | 0 | 0 | 0 | 0 | 0 | 0 | 0 | 0 | 0 | 0 | 0 | 0 | 0 | 0 | 0 | 0 | 0 | 0 | 0 | 0 | 0 | 0 | 0 | 0 | 0 | 0 | 0 | 0 | 0 | 0 | 0 | 0 | 0 | 0 | 0 | 0 | 0 | 0 | 0 | 0 | 0 | 0 | 0 | 0 | 0 | 0 | 0 | 0 | 43990.2222
HRD Other | 26156.3345 | 42720.6783 | 0 | 489.0987 | 4007.7843 | 5115.0141 | 5821.2109 | 5009.9725 | 1438.7611 | 1475.6874 | 1280.1776 | 1311.7343 | 1344.79 | 1378.9044 | 1413.6528 | 5270.2006 | 1621.7161 | 1661.3924 | 1703.4014 | 1018.8606 | 746.2165 | 612.1026 | 0 | 0 | 0 | 0 | 0 | 0 | 0 | 0 | 0 | 0 | 0 | 0 | 0 | 0 | 0 | 0 | 0 | 0 | 0 | 0 | 0 | 0 | 0 | 0 | 0 | 0 | 0 | 0 | 0 | 0 | 0 | 0 | 0 | 0 | 0 | 0 | 0 | 0 | 42720.6783
Induced Income - Opex |  | 0
Small Hydro | 4428.6724 | 32647.5057 | 0 | 0 | 0 | 0 | 0 | 23.5138 | 144.2146 | 157.0555 | 262.975 | 277.8014 | 375.8773 | 385.2743 | 394.9061 | 404.7788 | 414.8983 | 425.2707 | 435.9025 | 446.8 | 457.97 | 469.4193 | 481.1548 | 493.1836 | 505.5132 | 518.1511 | 531.1048 | 544.3825 | 557.992 | 571.9418 | 586.2404 | 600.8964 | 615.9188 | 631.3168 | 647.0997 | 663.2772 | 679.8591 | 696.8556 | 714.277 | 732.1339 | 750.4372 | 769.1982 | 788.4281 | 808.1388 | 828.3423 | 849.0509 | 870.2771 | 892.0341 | 914.3349 | 937.1933 | 960.6231 | 984.6387 | 1009.2547 | 1034.486 | 1060.3482 | 1086.8569 | 1114.0283 | 1141.879 | 0 | 0 | 32647.5057
CCCT | 35465.0024 | 516470.7708 | 0 | 0 | 0 | 0 | 0 | 0 | 0 | 0 | 0 | 0 | 0 | 0 | 0 | 0 | 0 | 0 | 0 | 0 | 0 | 0 | 84.991 | 2045.7697 | 4175.4566 | 4339.864 | 5392.943 | 8002.1364 | 8336.8354 | 8683.0371 | 9041.1726 | 9410.3636 | 9792.0018 | 10185.9613 | 10594.6498 | 11012.5763 | 11446.2597 | 11893.5792 | 12357.2296 | 12828.9973 | 13459.1396 | 15447.6508 | 16024.6161 | 16620.4665 | 17236.288 | 17872.3785 | 18529.4177 | 19207.1263 | 19907.3365 | 20629.5064 | 21376.3212 | 22078.1993 | 22802.2351 | 23548.1118 | 24317.7552 | 25107.3111 | 25922.0362 | 26761.0502 | 0 | 0 | 516470.7708
CT | 11390.644 | 87702.5723 | 255.3406 | 261.7241 | 268.2672 | 286.9379 | 435.3307 | 448.4349 | 452.0269 | 463.6505 | 470.2696 | 481.3062 | 492.4881 | 505.8532 | 520.0975 | 562.3794 | 713.5189 | 736.8877 | 774.8963 | 786.3339 | 976.698 | 993.1488 | 1020.095 | 1096.4157 | 1039.9291 | 1085.6025 | 1331.3774 | 1327.6896 | 1362.3638 | 1398.1654 | 1435.065 | 1474.227 | 1535.8359 | 1811.4594 | 1860.3889 | 1915.0761 | 1969.9688 | 2051.3161 | 2373.2467 | 2447.2327 | 2455.84 | 1871.7367 | 1920.1144 | 1970.0232 | 2021.0478 | 2073.514 | 2127.4125 | 2214.164 | 2609.4239 | 2678.6489 | 2748.7882 | 2821.6375 | 2930.5566 | 3389.5141 | 3478.1709 | 3572.6832 | 3668.9222 | 3729.3288 | 0 | 0 | 87702.5723
Wind | 21325.4094 | 201475.8643 | 0 | 0 | 0 | 50.6217 | 198.1539 | 203.1077 | 208.1854 | 213.3901 | 333.2725 | 672.5788 | 689.3933 | 706.6281 | 724.2939 | 872.0013 | 1268.2686 | 1299.9753 | 1483.1408 | 1955.5461 | 2151.0654 | 2628.5174 | 2694.2305 | 2761.5861 | 2830.6258 | 3067.2906 | 3623.3228 | 3713.9057 | 3806.7533 | 3901.9221 | 3999.4704 | 4099.457 | 4201.9434 | 4306.992 | 4414.667 | 4525.0334 | 4638.1593 | 4754.1132 | 4872.9663 | 4994.7902 | 5119.66 | 5247.6515 | 5378.843 | 5513.3138 | 5651.1467 | 5792.4253 | 5937.2363 | 6085.6669 | 6237.8086 | 6393.7538 | 6553.5979 | 6717.4376 | 6885.3735 | 7057.5078 | 7233.9459 | 7414.7941 | 7600.164 | 7790.1681 | 0 | 0 | 201475.8643
HRD ESP | 4711.5457 | 11816.0286 | 0 | 0 | 0 | 0 | 0 | 273.6132 | 558.1886 | 572.6856 | 563.1766 | 569.7078 | 576.5757 | 615.1896 | 644.8462 | 663.4807 | 667.8182 | 700.7144 | 729.1583 | 754.7992 | 774.3949 | 779.8132 | 812.969 | 595.4804 | 367.8459 | 378.0832 | 217.4879 | 0 | 0 | 0 | 0 | 0 | 0 | 0 | 0 | 0 | 0 | 0 | 0 | 0 | 0 | 0 | 0 | 0 | 0 | 0 | 0 | 0 | 0 | 0 | 0 | 0 | 0 | 0 | 0 | 0 | 0 | 0 | 0 | 0 | 11816.0286
HRD Other | 55935.9922 | 113400.4802 | 3655.6782 | 3825.6791 | 3994.1547 | 4138.9374 | 4251.8104 | 4357.9774 | 4425.6296 | 4537.0616 | 4615.7235 | 4720.1031 | 4827.3451 | 4983.3381 | 5128.7529 | 5260.6388 | 5374.2817 | 5532.2771 | 5686.5262 | 5839.5041 | 5986.5506 | 6115.8722 | 6288.7009 | 4269.5938 | 2177.977 | 2233.9457 | 1172.4209 | 0 | 0 | 0 | 0 | 0 | 0 | 0 | 0 | 0 | 0 | 0 | 0 | 0 | 0 | 0 | 0 | 0 | 0 | 0 | 0 | 0 | 0 | 0 | 0 | 0 | 0 | 0 | 0 | 0 | 0 | 0 | 0 | 0 | 113400.4802
0
Total Income - Capex |  | 0
Small Hydro | 133612.8515 | 200750.3896 | 0 | 0 | 2380.7312 | 20397.1931 | 27987.3027 | 36593.8433 | 10615.3211 | 41544.7033 | 31248.6119 | 29982.6831 | 0 | 0 | 0 | 0 | 0 | 0 | 0 | 0 | 0 | 0 | 0 | 0 | 0 | 0 | 0 | 0 | 0 | 0 | 0 | 0 | 0 | 0 | 0 | 0 | 0 | 0 | 0 | 0 | 0 | 0 | 0 | 0 | 0 | 0 | 0 | 0 | 0 | 0 | 0 | 0 | 0 | 0 | 0 | 0 | 0 | 0 | 0 | 0 | 200750.3896
CCCT | 150039.4153 | 1528058.0854 | 0 | 0 | 0 | 0 | 0 | 0 | 0 | 0 | 0 | 0 | 0 | 0 | 0 | 0 | 0 | 0 | 0 | 0 | 20422.9124 | 108870.8171 | 98877.7866 | 48218.4487 | 19033.0211 | 76360.6524 | 47302.9148 | 0 | 0 | 0 | 0 | 0 | 0 | 0 | 0 | 0 | 0 | 4875.2578 | 60678.861 | 85580.9043 | 73613.8262 | 0 | 0 | 0 | 0 | 0 | 0 | 0 | 0 | 0 | 43089.9114 | 229704.4494 | 208620.3461 | 101735.1804 | 40157.4063 | 161111.8764 | 99803.513 | 0 | 0 | 0 | 1528058.0854
CT | 107698.879 | 724577.2805 | 0 | 226.4912 | 5915.06 | 16380.6359 | 0 | 0 | 0 | 0 | 0 | 0 | 0 | 582.6906 | 15217.587 | 42142.2191 | 314.2064 | 8528.0539 | 31139.5873 | 23303.9781 | 0 | 0 | 0 | 374.7699 | 9787.5151 | 27104.6655 | 0 | 0 | 425.0529 | 11100.7103 | 31188.3174 | 11674.0648 | 32329.1067 | 0 | 0 | 506.9821 | 13240.3792 | 36666.7172 | 0 | 0 | 0 | 589.6668 | 16004.4795 | 58439.2281 | 43734.2498 | 652.1527 | 17031.6635 | 47165.9597 | 703.3254 | 18368.0927 | 51606.599 | 19316.8093 | 53494.2372 | 797.6909 | 20832.5478 | 57691.7873 | 0 | 0 | 0 | 0 | 724577.2805
Wind | 118765.256 | 740161.2764 | 0 | 0 | 4266.4313 | 8756.0304 | 0 | 0 | 0 | 9701.3363 | 19910.1285 | 0 | 0 | 0 | 11029.8184 | 22636.5828 | 0 | 12865.8134 | 26404.6096 | 12540.2203 | 25736.3924 | 0 | 0 | 0 | 21386.1806 | 43891.026 | 0 | 0 | 0 | 16209.8418 | 33267.5852 | 0 | 0 | 0 | 18429.586 | 37823.1836 | 0 | 21497.3269 | 44119.1323 | 20953.2977 | 43002.6169 | 0 | 0 | 0 | 35733.9023 | 73336.9676 | 0 | 0 | 0 | 27084.8223 | 55586.3929 | 0 | 0 | 0 | 30793.7652 | 63198.2856 | 0 | 0 | 0 | 0 | 740161.2764
HRD ESP | 152009.4348 | 190624.2961 | 0 | 0 | 24216.8767 | 78941.3674 | 81262.2436 | 6203.8085 | 0 | 0 | 0 | 0 | 0 | 0 | 0 | 0 | 0 | 0 | 0 | 0 | 0 | 0 | 0 | 0 | 0 | 0 | 0 | 0 | 0 | 0 | 0 | 0 | 0 | 0 | 0 | 0 | 0 | 0 | 0 | 0 | 0 | 0 | 0 | 0 | 0 | 0 | 0 | 0 | 0 | 0 | 0 | 0 | 0 | 0 | 0 | 0 | 0 | 0 | 0 | 0 | 190624.2961
HRD Other | 113344.1164 | 185122.9392 | 0 | 2119.4276 | 17367.0654 | 22165.0613 | 25225.2473 | 21709.8807 | 6234.6313 | 6394.6454 | 5547.4362 | 5684.1821 | 5827.4235 | 5975.2524 | 6125.8287 | 22837.5359 | 7027.4363 | 7199.3669 | 7381.4062 | 4415.0628 | 3233.6047 | 2652.4445 | 0 | 0 | 0 | 0 | 0 | 0 | 0 | 0 | 0 | 0 | 0 | 0 | 0 | 0 | 0 | 0 | 0 | 0 | 0 | 0 | 0 | 0 | 0 | 0 | 0 | 0 | 0 | 0 | 0 | 0 | 0 | 0 | 0 | 0 | 0 | 0 | 0 | 0 | 185122.9392
Total Income - Opex |  | 0
Small Hydro | 19190.9135 | 141472.5246 | 0 | 0 | 0 | 0 | 0 | 101.893 | 624.9297 | 680.5737 | 1139.5585 | 1203.8059 | 1628.8018 | 1669.5218 | 1711.2599 | 1754.0414 | 1797.8924 | 1842.8397 | 1888.9107 | 1936.1335 | 1984.5368 | 2034.1503 | 2085.004 | 2137.1291 | 2190.5573 | 2245.3213 | 2301.4543 | 2358.9907 | 2417.9654 | 2478.4146 | 2540.3749 | 2603.8843 | 2668.9814 | 2735.7059 | 2804.0986 | 2874.2011 | 2946.0561 | 3019.7075 | 3095.2002 | 3172.5802 | 3251.8947 | 3333.1921 | 3416.5219 | 3501.9349 | 3589.4833 | 3679.2204 | 3771.2009 | 3865.4809 | 3962.1179 | 4061.1709 | 4162.7001 | 4266.7676 | 4373.4368 | 4482.7727 | 4594.8421 | 4709.7131 | 4827.4559 | 4948.1423 | 0 | 0 | 141472.5246
CCCT | 153681.6769 | 2238040.0066 | 0 | 0 | 0 | 0 | 0 | 0 | 0 | 0 | 0 | 0 | 0 | 0 | 0 | 0 | 0 | 0 | 0 | 0 | 0 | 0 | 368.2943 | 8865.0022 | 18093.6455 | 18806.0775 | 23369.4198 | 34675.9243 | 36126.2869 | 37626.4941 | 39178.4147 | 40778.2422 | 42432.008 | 44139.1655 | 45910.1491 | 47721.164 | 49600.4586 | 51538.8431 | 53547.9949 | 55592.3215 | 58322.9382 | 66939.8203 | 69440.0029 | 72022.0214 | 74690.5813 | 77446.9737 | 80294.1433 | 83230.8806 | 86265.1247 | 89394.5277 | 92630.7252 | 95672.1969 | 98809.6855 | 102041.8179 | 105376.939 | 108798.3479 | 112328.8234 | 115964.5511 | 0 | 0 | 2238040.0066
CT | 49359.4574 | 380044.4801 | 1106.4759 | 1134.1378 | 1162.4912 | 1243.3974 | 1886.4331 | 1943.2178 | 1958.7833 | 2009.152 | 2037.8348 | 2085.6602 | 2134.1151 | 2192.0307 | 2253.7558 | 2436.9774 | 3091.9153 | 3193.1802 | 3357.8838 | 3407.4469 | 4232.3578 | 4303.6449 | 4420.4115 | 4751.1347 | 4506.3595 | 4704.2775 | 5769.302 | 5753.3217 | 5903.5766 | 6058.7168 | 6218.615 | 6388.3169 | 6655.2889 | 7849.6576 | 8061.6852 | 8298.663 | 8536.5313 | 8889.0362 | 10284.0688 | 10604.6752 | 10641.9735 | 8110.8592 | 8320.4957 | 8536.7672 | 8757.8739 | 8985.2273 | 9218.7873 | 9594.7107 | 11307.5034 | 11607.4784 | 11911.4154 | 12227.096 | 12699.0786 | 14687.8946 | 15072.074 | 15481.6272 | 15898.663 | 16160.4247 | 0 | 0 | 380044.4801
Wind | 92410.1074 | 873062.0785 | 0 | 0 | 0 | 219.3608 | 858.6669 | 880.1335 | 902.1368 | 924.6903 | 1444.1809 | 2914.5081 | 2987.3708 | 3062.0551 | 3138.6067 | 3778.6725 | 5495.8307 | 5633.2265 | 6426.9437 | 8474.033 | 9321.2836 | 11390.2421 | 11674.9987 | 11966.8731 | 12266.0449 | 13291.5926 | 15701.0654 | 16093.5912 | 16495.931 | 16908.3293 | 17331.0384 | 17764.3135 | 18208.4213 | 18663.6318 | 19130.2236 | 19608.4781 | 20098.6901 | 20601.1574 | 21116.1874 | 21644.091 | 22185.1932 | 22739.8231 | 23308.3198 | 23891.0266 | 24488.3023 | 25100.5098 | 25728.0239 | 26371.2232 | 27030.5038 | 27706.2664 | 28398.9244 | 29108.8961 | 29836.6185 | 30582.534 | 31347.0989 | 32130.7746 | 32934.0441 | 33757.3952 | 0 | 0 | 873062.0785
HRD ESP | 20416.6979 | 51202.7908 | 0 | 0 | 0 | 0 | 0 | 1185.6571 | 2418.8173 | 2481.6378 | 2440.4318 | 2468.7338 | 2498.4947 | 2665.8215 | 2794.3337 | 2875.0829 | 2893.8791 | 3036.4291 | 3159.6861 | 3270.7967 | 3355.7113 | 3379.1906 | 3522.8656 | 2580.4149 | 1593.9988 | 1638.3605 | 942.4475 | 0 | 0 | 0 | 0 | 0 | 0 | 0 | 0 | 0 | 0 | 0 | 0 | 0 | 0 | 0 | 0 | 0 | 0 | 0 | 0 | 0 | 0 | 0 | 0 | 0 | 0 | 0 | 0 | 0 | 0 | 0 | 0 | 0 | 51202.7908
HRD Other | 242389.2997 | 491402.0809 | 15841.2722 | 16577.9427 | 17308.0039 | 17935.3953 | 18424.5119 | 18884.5689 | 19177.7283 | 19660.6005 | 20001.4684 | 20453.7799 | 20918.4955 | 21594.4651 | 22224.5959 | 22796.1016 | 23288.5541 | 23973.2009 | 24641.6135 | 25304.5177 | 25941.7191 | 26502.1131 | 27251.0374 | 18501.5731 | 9437.9005 | 9680.4312 | 5080.4905 | 0 | 0 | 0 | 0 | 0 | 0 | 0 | 0 | 0 | 0 | 0 | 0 | 0 | 0 | 0 | 0 | 0 | 0 | 0 | 0 | 0 | 0 | 0 | 0 | 0 | 0 | 0 | 0 | 0 | 0 | 0 | 0 | 0 | 491402.0809
Treasury Impacts (direct, indirect and induced)
Capex
Direct | 51919.3443 | 227954.2087 | 0 | 181.7679 | 3700.4962 | 9930.1314 | 9492.3817 | 5006.3912 | 1330.1055 | 4209.1666 | 3776.6796 | 2815.4795 | 460.0065 | 508.8873 | 1938.4833 | 5485.4945 | 574.7991 | 1676.441 | 3727.8123 | 2386.0015 | 2804.4263 | 7789.3554 | 6884.2255 | 3381.0743 | 2886.906 | 8969.8696 | 3293.3983 | 0 | 27.1444 | 1418.8974 | 3448.8477 | 745.5208 | 2064.5785 | 0 | 807.2166 | 1689.0335 | 845.5477 | 3622.6005 | 6157.0993 | 6876.2042 | 7008.7745 | 37.6569 | 1022.0667 | 3732.0045 | 4358.0719 | 3253.8094 | 1087.664 | 3012.079 | 44.9153 | 2359.3264 | 8730.4241 | 17226.4425 | 17941.1064 | 7134.1091 | 5475.0639 | 17669.545 | 6948.6779 | 0 | 0 | 0 | 227954.2087
Indirect | 14532.8822 | 79220.4237 | 0 | 35.1548 | 1068.6632 | 2750.9599 | 2164.6482 | 444.8031 | 88.0946 | 427.8073 | 770.9394 | 80.3169 | 82.3408 | 97.8269 | 820.103 | 2079.0211 | 106.5211 | 745.329 | 1738.7215 | 1034.3909 | 1341.2979 | 2171.8935 | 1938.5011 | 953.9405 | 1342.076 | 3646.9523 | 927.3747 | 0 | 9.7729 | 819.0723 | 1874.2655 | 268.4111 | 743.3135 | 0 | 641.0555 | 1327.2998 | 304.4239 | 1686.3877 | 2724.2521 | 2406.6559 | 2939.0055 | 13.5577 | 367.9763 | 1343.6396 | 2248.5111 | 2565.9505 | 391.5934 | 1084.4437 | 16.1709 | 1364.4403 | 3964.8413 | 4947.4944 | 5319.9504 | 2012.861 | 2337.4021 | 6683.348 | 1956.65 | 0 | 0 | 0 | 79220.4237
Induced | 31449.4346 | 121977.3377 | 0 | 144.3769 | 3185.8439 | 7769.4856 | 6553.6498 | 1724.1867 | 422.1638 | 1032.4937 | 1636.8893 | 423.9133 | 458.8848 | 506.3498 | 2097.6909 | 5500.1969 | 562.4821 | 1873.1531 | 4112.0222 | 2596.8669 | 1905.0611 | 288.4311 | 128.3192 | 154.5919 | 2053.3645 | 4507.5336 | 141.6403 | 145.1814 | 174.9703 | 1833.3276 | 4123.2086 | 878.7199 | 2153.917 | 168.3659 | 1306.8026 | 2535.8752 | 996.1755 | 3765.4834 | 2905.7516 | 1484.7993 | 2846.6805 | 241.4278 | 1195.2431 | 3812.0974 | 5111.6863 | 4780.0084 | 1280.2883 | 3140.6711 | 287.1293 | 3047.2873 | 6853.2576 | 1451.424 | 3561.3992 | 324.98 | 3460.0661 | 7729.8939 | 297.1002 | 304.5277 | 0 | 0 | 121977.3377
Total NL Treasury from Capex | 97901.6611 | 429151.9701 | 0 | 361.2995 | 7955.0032 | 20450.5769 | 18210.6796 | 7175.381 | 1840.3639 | 5669.4676 | 6184.5082 | 3319.7096 | 1001.2322 | 1113.064 | 4856.2772 | 13064.7124 | 1243.8023 | 4294.923 | 9578.556 | 6017.2593 | 6050.7853 | 10249.6799 | 8951.0458 | 4489.6067 | 6282.3464 | 17124.3555 | 4362.4133 | 145.1814 | 211.8876 | 4071.2972 | 9446.3218 | 1892.6518 | 4961.8089 | 168.3659 | 2755.0747 | 5552.2085 | 2146.1471 | 9074.4716 | 11787.103 | 10767.6594 | 12794.4605 | 292.6424 | 2585.2861 | 8887.7415 | 11718.2694 | 10599.7683 | 2759.5457 | 7237.1938 | 348.2155 | 6771.054 | 19548.523 | 23625.361 | 26822.456 | 9471.9501 | 11272.5322 | 32082.787 | 9202.4281 | 304.5277 | 0 | 0 | 429151.9701
Opex | [60 empty] | 0
Direct | 50280.1852 | 378892.9346 | 1441.4845 | 1506.1566 | 1570.3418 | 1645.3032 | 1791.6017 | 1944.8631 | 2124.9463 | 2182.5865 | 2288.9805 | 2435.4524 | 2527.8628 | 2613.0105 | 2691.7063 | 2810.1556 | 3033.4602 | 3126.0679 | 3264.5864 | 3471.4076 | 3673.3637 | 3868.1545 | 4014.996 | 4114.3698 | 4200.9014 | 4388.0117 | 4670.64 | 5334.0414 | 5526.7911 | 5725.8398 | 5931.383 | 6143.5583 | 6371.6756 | 6698.0954 | 6934.3397 | 7178.0129 | 7429.5952 | 7699.4744 | 8080.9485 | 8360.3397 | 8681.7701 | 9342.1525 | 9659.6442 | 9987.1583 | 10325.0183 | 10673.5231 | 11032.9947 | 11416.8555 | 11944.4969 | 12342.7943 | 12753.5743 | 13147.276 | 13567.563 | 14149.3713 | 14583.7562 | 15030.8588 | 15491.2353 | 15948.3858 | 0 | 0 | 378892.9346
Indirect | 5398.1286 | 30012.24 | 178.5392 | 186.7898 | 194.9684 | 207.0571 | 228.2888 | 248.7206 | 269.1888 | 276.1207 | 292.6838 | 331.4613 | 340.1414 | 351.6271 | 362.1865 | 384.4658 | 430.3898 | 443.1918 | 470.4919 | 525.5416 | 554.6868 | 608.0821 | 625.4726 | 535.5562 | 441.4979 | 469.3743 | 472.6151 | 428.7562 | 440.2663 | 452.0847 | 464.2195 | 476.6824 | 489.679 | 505.0309 | 518.5803 | 532.5058 | 546.799 | 561.7035 | 579.2719 | 594.8325 | 610.9907 | 629.681 | 646.5392 | 663.8475 | 681.6167 | 699.8598 | 718.5892 | 738.11 | 761.0553 | 781.4152 | 802.3144 | 823.3779 | 845.3195 | 871.1238 | 893.9835 | 917.4529 | 941.5344 | 965.8781 | 0 | 0 | 30012.24
Induced | 35538.3803 | 256959.3411 | 1043.0296 | 1090.0696 | 1136.7453 | 1193.837 | 1302.8593 | 1415.2297 | 1543.6671 | 1585.1636 | 1665.5903 | 1792.5561 | 1856.6103 | 1919.1768 | 1976.9454 | 2070.3889 | 2250.5398 | 2318.903 | 2429.4457 | 2609.0238 | 2759.3558 | 2930.062 | 3035.5032 | 3003.4706 | 2959.5516 | 3099.7211 | 3271.9281 | 3623.8142 | 3750.7134 | 3881.6907 | 4016.871 | 4156.3487 | 4305.8967 | 4516.5897 | 4671.5568 | 4831.3462 | 4996.2363 | 5172.683 | 5418.5326 | 5601.3312 | 5809.8621 | 6223.5411 | 6430.4297 | 6643.7659 | 6863.7538 | 7090.5854 | 7324.4658 | 7573.727 | 7912.3999 | 8171.1422 | 8437.893 | 8694.6042 | 8968.0966 | 9342.0493 | 9624.9008 | 9915.973 | 10215.6006 | 10513.5668 | 0 | 0 | 256959.3411
Total NL Treasury from Opex | 91216.6941 | 665864.5157 | 2663.0532 | 2783.0159 | 2902.0555 | 3046.1972 | 3322.7498 | 3608.8133 | 3937.8022 | 4043.8707 | 4247.2546 | 4559.4699 | 4724.6144 | 4883.8144 | 5030.8382 | 5265.0103 | 5714.3898 | 5888.1627 | 6164.5239 | 6605.973 | 6987.4062 | 7406.2985 | 7675.9718 | 7653.3966 | 7601.9509 | 7957.1071 | 8415.1832 | 9386.6118 | 9717.7708 | 10059.6152 | 10412.4735 | 10776.5893 | 11167.2513 | 11719.716 | 12124.4769 | 12541.8649 | 12972.6305 | 13433.8609 | 14078.7531 | 14556.5033 | 15102.623 | 16195.3746 | 16736.6131 | 17294.7717 | 17870.3888 | 18463.9682 | 19076.0497 | 19728.6926 | 20617.9521 | 21295.3516 | 21993.7817 | 22665.2582 | 23380.9791 | 24362.5444 | 25102.6405 | 25864.2846 | 26648.3703 | 27427.8307 | 0 | 0 | 665864.5157
Summary Impacts
Total Income - Capex | 775469.9529 | 3569294.2671 | 0 | 2345.9188 | 54146.1646 | 146640.2881 | 134474.7936 | 64507.5325 | 16849.9524 | 57640.685 | 56706.1765 | 35666.8652 | 5827.4235 | 6557.943 | 32373.2342 | 87616.3378 | 7341.6427 | 28593.2342 | 64925.6031 | 40259.2612 | 49392.9095 | 111523.2615 | 98877.7866 | 48593.2186 | 50206.7168 | 147356.3439 | 47302.9148 | 0 | 425.0529 | 27310.5521 | 64455.9026 | 11674.0648 | 32329.1067 | 0 | 18429.586 | 38330.1658 | 13240.3792 | 63039.3018 | 104797.9933 | 106534.202 | 116616.4431 | 589.6668 | 16004.4795 | 58439.2281 | 79468.1522 | 73989.1203 | 17031.6635 | 47165.9597 | 703.3254 | 45452.915 | 150282.9033 | 249021.2587 | 262114.5833 | 102532.8712 | 91783.7193 | 282001.9493 | 99803.513 | 0 | 0 | 0 | 3569294.2671
Total Income - Opex | 577448.1528 | 4175223.9614 | 16947.7481 | 17712.0805 | 18470.4951 | 19398.1535 | 21169.6119 | 22995.4703 | 25082.3954 | 25756.6542 | 27063.4744 | 29126.488 | 30167.2779 | 31183.8943 | 32122.552 | 33640.8757 | 36568.0716 | 37678.8764 | 39475.0379 | 42392.9277 | 44835.6086 | 47609.3409 | 49322.6115 | 48802.1272 | 48088.5065 | 50366.0605 | 53164.1795 | 58881.8279 | 60943.7599 | 63071.9548 | 65268.4431 | 67534.7568 | 69964.6996 | 73388.1608 | 75906.1564 | 78502.5062 | 81181.7361 | 84048.7442 | 88043.4512 | 91013.6679 | 94401.9995 | 101123.6946 | 104485.3403 | 107951.7501 | 111526.2407 | 115211.9311 | 119012.1554 | 123062.2954 | 128565.2497 | 132769.4433 | 137103.7651 | 141274.9566 | 145718.8194 | 151795.0192 | 156390.9539 | 161120.4628 | 165988.9864 | 170830.5133 | 0 | 0 | 4175223.9614
Total Treasury - Capex | 97901.6611 | 429151.9701 | 0 | 361.2995 | 7955.0032 | 20450.5769 | 18210.6796 | 7175.381 | 1840.3639 | 5669.4676 | 6184.5082 | 3319.7096 | 1001.2322 | 1113.064 | 4856.2772 | 13064.7124 | 1243.8023 | 4294.923 | 9578.556 | 6017.2593 | 6050.7853 | 10249.6799 | 8951.0458 | 4489.6067 | 6282.3464 | 17124.3555 | 4362.4133 | 145.1814 | 211.8876 | 4071.2972 | 9446.3218 | 1892.6518 | 4961.8089 | 168.3659 | 2755.0747 | 5552.2085 | 2146.1471 | 9074.4716 | 11787.103 | 10767.6594 | 12794.4605 | 292.6424 | 2585.2861 | 8887.7415 | 11718.2694 | 10599.7683 | 2759.5457 | 7237.1938 | 348.2155 | 6771.054 | 19548.523 | 23625.361 | 26822.456 | 9471.9501 | 11272.5322 | 32082.787 | 9202.4281 | 304.5277 | 0 | 0 | 429151.9701
Total Treasury - Opex | 91216.6941 | 665864.5157 | 2663.0532 | 2783.0159 | 2902.0555 | 3046.1972 | 3322.7498 | 3608.8133 | 3937.8022 | 4043.8707 | 4247.2546 | 4559.4699 | 4724.6144 | 4883.8144 | 5030.8382 | 5265.0103 | 5714.3898 | 5888.1627 | 6164.5239 | 6605.973 | 6987.4062 | 7406.2985 | 7675.9718 | 7653.3966 | 7601.9509 | 7957.1071 | 8415.1832 | 9386.6118 | 9717.7708 | 10059.6152 | 10412.4735 | 10776.5893 | 11167.2513 | 11719.716 | 12124.4769 | 12541.8649 | 12972.6305 | 13433.8609 | 14078.7531 | 14556.5033 | 15102.623 | 16195.3746 | 16736.6131 | 17294.7717 | 17870.3888 | 18463.9682 | 19076.0497 | 19728.6926 | 20617.9521 | 21295.3516 | 21993.7817 | 22665.2582 | 23380.9791 | 24362.5444 | 25102.6405 | 25864.2846 | 26648.3703 | 27427.8307 | 0 | 0 | 665864.5157

## InfeedEconomicImpacts
| NPV | Nominal Total | 2012 | 2013 | 2014 | 2015 | 2016 | 2017 | 2018 | 2019 | 2020 | 2021 | 2022 | 2023 | 2024 | 2025 | 2026 | 2027 | 2028 | 2029 | 2030 | 2031 | 2032 | 2033 | 2034 | 2035 | 2036 | 2037 | 2038 | 2039 | 2040 | 2041 | 2042 | 2043 | 2044 | 2045 | 2046 | 2047 | 2048 | 2049 | 2050 | 2051 | 2052 | 2053 | 2054 | 2055 | 2056 | 2057 | 2058 | 2059 | 2060 | 2061 | 2062 | 2063 | 2064 | 2065 | 2066 | 2067 | Totals
Non-LCP Costs and Impacts
Capital Costs (including escalation)
Small Hydro | 0 | 0 | 0 | 0 | 0 | 0 | 0 | 0 | 0 | 0 | 0 | 0 | 0 | 0 | 0 | 0 | 0 | 0 | 0 | 0 | 0 | 0 | 0 | 0 | 0 | 0 | 0 | 0 | 0 | 0 | 0 | 0 | 0 | 0 | 0 | 0 | 0 | 0 | 0 | 0 | 0 | 0 | 0 | 0 | 0 | 0 | 0 | 0 | 0 | 0 | 0 | 0 | 0 | 0 | 0 | 0 | 0 | 0 | 0
CCCT | 35252.0617 | 858260.0713 | 0 | 0 | 0 | 0 | 0 | 0 | 0 | 0 | 0 | 0 | 0 | 0 | 0 | 0 | 0 | 0 | 0 | 0 | 0 | 0 | 0 | 0 | 0 | 0 | 0 | 0 | 0 | 0 | 0 | 0 | 0 | 0 | 0 | 0 | 0 | 0 | 0 | 0 | 0 | 0 | 0 | 0 | 0 | 0 | 0 | 0 | 114475.6314 | 459277.2663 | 284507.1736 | 0 | 0 | 0 | 0 | 0 | 0 | 0 | 858260.0713
CT | 235645.7821 | 1671998.0998 | 0 | 786.1871 | 20532.1149 | 56859.7953 | 0 | 0 | 0 | 0 | 0 | 0 | 0 | 0 | 0 | 0 | 0 | 0 | 0 | 0 | 1206.2358 | 31502.1348 | 87239.1834 | 0 | 1334.0585 | 34840.3608 | 96483.7669 | 1438.7385 | 39049.6173 | 142586.9234 | 106707.9826 | 1591.1991 | 41555.8621 | 115081.0733 | 0 | 0 | 0 | 1850.7106 | 48333.2819 | 133849.8509 | 0 | 0 | 2099.0213 | 54818.1795 | 151808.5441 | 2263.7259 | 59119.6157 | 163720.5554 | 0 | 0 | 0 | 0 | 0 | 2768.912 | 72313.0901 | 200257.3787 | 0 | 0 | 1671998.0998
HRD Other | 92988.5728 | 471400.711 | 0 | 0 | 0 | 0 | 0 | 0 | 16521.4794 | 4654.8098 | 12415.0937 | 10057.6176 | 19982.6929 | 4676.8668 | 14743.5298 | 12515.9818 | 11004.9819 | 7553.3642 | 10211.6016 | 4207.8325 | 6163.4732 | 1959.5163 | 5197.7606 | 5976.5821 | 6127.192 | 6281.5972 | 6439.8935 | 6602.1788 | 6768.5537 | 6939.1212 | 7113.9871 | 7293.2596 | 7477.0497 | 7665.4714 | 7858.6412 | 8056.679 | 8259.7073 | 8467.8519 | 8681.2418 | 8900.0091 | 9124.2893 | 9354.2214 | 9589.9478 | 9831.6145 | 10079.3712 | 10333.3713 | 10593.7723 | 10860.7354 | 11134.4259 | 11415.0134 | 11702.6718 | 11997.5791 | 12299.9181 | 12609.876 | 12927.6449 | 13253.4215 | 13587.4078 | 13929.8104 | 471400.711
Operating Costs (including escalation)
Small Hydro | 0 | 0 | 0 | 0 | 0 | 0 | 0 | 0 | 0 | 0 | 0 | 0 | 0 | 0 | 0 | 0 | 0 | 0 | 0 | 0 | 0 | 0 | 0 | 0 | 0 | 0 | 0 | 0 | 0 | 0 | 0 | 0 | 0 | 0 | 0 | 0 | 0 | 0 | 0 | 0 | 0 | 0 | 0 | 0 | 0 | 0 | 0 | 0 | 0 | 0 | 0 | 0 | 0 | 0 | 0 | 0 | 0 | 0 | 0
CCCT | 2044.3547 | 68571.4371 | 0 | 0 | 0 | 0 | 0 | 0 | 0 | 0 | 0 | 0 | 0 | 0 | 0 | 0 | 0 | 0 | 0 | 0 | 0 | 0 | 0 | 0 | 0 | 0 | 0 | 0 | 0 | 0 | 0 | 0 | 0 | 0 | 0 | 0 | 0 | 0 | 0 | 0 | 0 | 0 | 0 | 0 | 0 | 0 | 0 | 0 | 0 | 0 | 761.3019 | 8941.734 | 9179.308 | 9423.6099 | 9667.557 | 9931.8815 | 10196.9508 | 10469.0941 | 68571.4371
CT | 38407.6903 | 311460.6095 | 1190 | 1219.75 | 1250.2437 | 1337.2986 | 2026.5073 | 2052.1466 | 2019.2172 | 2069.6944 | 2121.4371 | 2174.5004 | 2229.0168 | 2284.8232 | 2341.973 | 2400.6868 | 1620.437 | 1662.3901 | 1707.3107 | 852.03 | 876.903 | 902.3002 | 1005.8568 | 1890.8122 | 1942.6259 | 1995.6626 | 2136.4964 | 3138.8985 | 3222.2407 | 3399.985 | 4505.1482 | 4625.1951 | 4746.244 | 4972.1225 | 6219.8837 | 6385.1195 | 6551.8295 | 6723.3762 | 6899.1663 | 7199.2178 | 8681.9208 | 8909.4735 | 9141.7332 | 9384.4839 | 9765.0584 | 11482.4518 | 11779.8276 | 12094.9583 | 12413.1404 | 12739.7319 | 13025.3353 | 12919.6927 | 11515.5546 | 11810.4855 | 11940.6898 | 10382.0811 | 10649.9969 | 10925.4468 | 311460.6095
HRD Other | 218486.9439 | 579699.7151 | 21644.0229 | 22650.5547 | 23648.0426 | 24270.2609 | 25109.891 | 24621.526 | 23476.08 | 24062.9693 | 24664.5499 | 11205.5896 | 6763.9667 | 6933.0659 | 7106.3925 | 7284.0524 | 4479.127 | 4591.1052 | 4705.8828 | 4823.5299 | 4944.1181 | 5067.7211 | 5194.4141 | 5324.2745 | 5457.3813 | 5593.8159 | 5733.6613 | 5877.0028 | 6023.9279 | 6174.5261 | 6328.8892 | 6487.1114 | 6649.2892 | 6815.5215 | 6985.9095 | 7160.5572 | 7339.5712 | 7523.0604 | 7711.137 | 7903.9154 | 8101.5133 | 8304.0511 | 8511.6524 | 8724.4437 | 8942.5548 | 9166.1186 | 9395.2716 | 9630.1534 | 9870.9072 | 10117.6799 | 10370.6219 | 10629.8875 | 10895.6346 | 11168.0255 | 11447.2261 | 11733.4068 | 12026.742 | 12327.4105 | 579699.7151
Direct Labour Income - Capex | [58 empty] | 0
Small Hydro | 0 | 0 | 0 | 0 | 0 | 0 | 0 | 0 | 0 | 0 | 0 | 0 | 0 | 0 | 0 | 0 | 0 | 0 | 0 | 0 | 0 | 0 | 0 | 0 | 0 | 0 | 0 | 0 | 0 | 0 | 0 | 0 | 0 | 0 | 0 | 0 | 0 | 0 | 0 | 0 | 0 | 0 | 0 | 0 | 0 | 0 | 0 | 0 | 0 | 0 | 0 | 0 | 0 | 0 | 0 | 0 | 0 | 0 | 0
CCCT | 5539.3478 | 134863.0632 | 0 | 0 | 0 | 0 | 0 | 0 | 0 | 0 | 0 | 0 | 0 | 0 | 0 | 0 | 0 | 0 | 0 | 0 | 0 | 0 | 0 | 0 | 0 | 0 | 0 | 0 | 0 | 0 | 0 | 0 | 0 | 0 | 0 | 0 | 0 | 0 | 0 | 0 | 0 | 0 | 0 | 0 | 0 | 0 | 0 | 0 | 17988.1773 | 72168.7296 | 44706.1563 | 0 | 0 | 0 | 0 | 0 | 0 | 0 | 134863.0632
CT | 32384.6762 | 229781.8219 | 0 | 108.0453 | 2821.7178 | 7814.2118 | 0 | 0 | 0 | 0 | 0 | 0 | 0 | 0 | 0 | 0 | 0 | 0 | 0 | 0 | 165.7724 | 4329.3219 | 11989.2352 | 0 | 183.339 | 4788.0925 | 13259.7135 | 197.7251 | 5366.5684 | 19595.6461 | 14664.8221 | 218.6777 | 5711.0003 | 15815.5315 | 0 | 0 | 0 | 254.3422 | 6642.4176 | 18394.9148 | 0 | 0 | 288.4674 | 7533.6337 | 20862.9686 | 311.1027 | 8124.7778 | 22500.0301 | 0 | 0 | 0 | 0 | 0 | 380.5301 | 9937.95 | 27521.2665 | 0 | 0 | 229781.8219
HRD Other | 18917.2736 | 95900.1302 | 0 | 0 | 0 | 0 | 0 | 0 | 3361.0726 | 946.9584 | 2525.6837 | 2046.0869 | 4065.2099 | 951.4456 | 2999.3727 | 2546.2081 | 2238.8154 | 1536.6303 | 2077.4129 | 856.0269 | 1253.8757 | 398.6372 | 1057.4144 | 1215.8552 | 1246.4947 | 1277.9064 | 1310.1097 | 1343.1244 | 1376.9712 | 1411.6708 | 1447.2449 | 1483.7155 | 1521.1051 | 1559.437 | 1598.7348 | 1639.0229 | 1680.3263 | 1722.6705 | 1766.0818 | 1810.5871 | 1856.2139 | 1902.9905 | 1950.9458 | 2000.1096 | 2050.5124 | 2102.1853 | 2155.1604 | 2209.4704 | 2265.1491 | 2322.2308 | 2380.7511 | 2440.746 | 2502.2528 | 2565.3096 | 2629.9554 | 2696.2302 | 2764.1752 | 2833.8325 | 95900.1302
Direct Labour Income - Opex | [58 empty] | 0
Small Hydro | 0 | 0 | 0 | 0 | 0 | 0 | 0 | 0 | 0 | 0 | 0 | 0 | 0 | 0 | 0 | 0 | 0 | 0 | 0 | 0 | 0 | 0 | 0 | 0 | 0 | 0 | 0 | 0 | 0 | 0 | 0 | 0 | 0 | 0 | 0 | 0 | 0 | 0 | 0 | 0 | 0 | 0 | 0 | 0 | 0 | 0 | 0 | 0 | 0 | 0 | 0 | 0 | 0 | 0 | 0 | 0 | 0 | 0 | 0
CCCT | 1503.3098 | 50423.7918 | 0 | 0 | 0 | 0 | 0 | 0 | 0 | 0 | 0 | 0 | 0 | 0 | 0 | 0 | 0 | 0 | 0 | 0 | 0 | 0 | 0 | 0 | 0 | 0 | 0 | 0 | 0 | 0 | 0 | 0 | 0 | 0 | 0 | 0 | 0 | 0 | 0 | 0 | 0 | 0 | 0 | 0 | 0 | 0 | 0 | 0 | 0 | 0 | 559.8209 | 6575.2761 | 6749.9754 | 6929.6221 | 7109.0078 | 7303.378 | 7498.2959 | 7698.4156 | 50423.7918
CT | 26477.789 | 214717.1109 | 820.3714 | 840.8806 | 861.9027 | 921.9172 | 1397.0492 | 1414.7246 | 1392.0235 | 1426.8218 | 1462.4926 | 1499.0738 | 1536.6567 | 1575.129 | 1614.5274 | 1655.004 | 1117.1094 | 1146.0313 | 1176.999 | 587.379 | 604.5261 | 622.0346 | 693.4253 | 1303.5027 | 1339.2224 | 1375.7853 | 1472.8743 | 2163.918 | 2221.3731 | 2343.9078 | 3105.7937 | 3188.5526 | 3272.0022 | 3427.72 | 4287.9112 | 4401.8228 | 4516.7506 | 4635.0128 | 4756.2003 | 4963.0521 | 5985.2094 | 6142.0813 | 6302.1984 | 6469.5477 | 6731.9111 | 7915.861 | 8120.8682 | 8338.1154 | 8557.4662 | 8782.6144 | 8979.5059 | 8906.6771 | 7938.6816 | 8142.0033 | 8231.7646 | 7157.2789 | 7341.9768 | 7531.8685 | 214717.1109
HRD Other | 100414.8067 | 266425.2327 | 9947.4154 | 10410.0091 | 10868.4463 | 11154.4128 | 11540.2999 | 11315.8513 | 10789.4137 | 11059.1433 | 11335.6248 | 5149.9971 | 3108.6636 | 3186.3802 | 3266.0397 | 3347.6907 | 2058.57 | 2110.0343 | 2162.7851 | 2216.8548 | 2272.2761 | 2329.083 | 2387.3101 | 2446.9929 | 2508.1677 | 2570.8719 | 2635.1437 | 2701.0223 | 2768.5478 | 2837.7615 | 2908.7056 | 2981.4232 | 3055.9588 | 3132.3577 | 3210.6667 | 3290.9334 | 3373.2067 | 3457.5369 | 3543.9753 | 3632.5747 | 3723.389 | 3816.4737 | 3911.8856 | 4009.6827 | 4109.9248 | 4212.6729 | 4317.9897 | 4425.9395 | 4536.588 | 4650.0027 | 4766.2527 | 4885.4091 | 5007.5443 | 5132.7329 | 5261.0512 | 5392.5775 | 5527.3919 | 5665.5767 | 266425.2327
0
Indirect Income - Capex | [58 empty] | 0
Small Hydro | 0 | 0 | 0 | 0 | 0 | 0 | 0 | 0 | 0 | 0 | 0 | 0 | 0 | 0 | 0 | 0 | 0 | 0 | 0 | 0 | 0 | 0 | 0 | 0 | 0 | 0 | 0 | 0 | 0 | 0 | 0 | 0 | 0 | 0 | 0 | 0 | 0 | 0 | 0 | 0 | 0 | 0 | 0 | 0 | 0 | 0 | 0 | 0 | 0 | 0 | 0 | 0 | 0 | 0 | 0 | 0 | 0 | 0 | 0
CCCT | 2653.6378 | 64606.4731 | 0 | 0 | 0 | 0 | 0 | 0 | 0 | 0 | 0 | 0 | 0 | 0 | 0 | 0 | 0 | 0 | 0 | 0 | 0 | 0 | 0 | 0 | 0 | 0 | 0 | 0 | 0 | 0 | 0 | 0 | 0 | 0 | 0 | 0 | 0 | 0 | 0 | 0 | 0 | 0 | 0 | 0 | 0 | 0 | 0 | 0 | 8617.2794 | 34572.6026 | 21416.5912 | 0 | 0 | 0 | 0 | 0 | 0 | 0 | 64606.4731
CT | 19835.915 | 140743.5003 | 0 | 66.1787 | 1728.3283 | 4786.2773 | 0 | 0 | 0 | 0 | 0 | 0 | 0 | 0 | 0 | 0 | 0 | 0 | 0 | 0 | 101.5371 | 2651.7499 | 7343.5179 | 0 | 112.2968 | 2932.7511 | 8121.6977 | 121.1084 | 3287.073 | 12002.5152 | 8982.3397 | 133.9421 | 3498.0408 | 9687.16 | 0 | 0 | 0 | 155.787 | 4068.5425 | 11267.0562 | 0 | 0 | 176.689 | 4614.4206 | 12778.7621 | 190.5533 | 4976.5019 | 13781.4774 | 0 | 0 | 0 | 0 | 0 | 233.0782 | 6087.0867 | 16857.0314 | 0 | 0 | 140743.5003
HRD Other | 5760.7875 | 29204.0111 | 0 | 0 | 0 | 0 | 0 | 0 | 1023.5315 | 288.3727 | 769.1345 | 623.0851 | 1237.9591 | 289.7392 | 913.3847 | 775.3846 | 681.7758 | 467.9427 | 632.6247 | 260.6818 | 381.8368 | 121.3951 | 322.0094 | 370.2586 | 379.5891 | 389.1548 | 398.9615 | 409.0153 | 419.3225 | 429.8894 | 440.7226 | 451.8288 | 463.2149 | 474.8879 | 486.8551 | 499.1239 | 511.7018 | 524.5967 | 537.8165 | 551.3695 | 565.264 | 579.5086 | 594.1123 | 609.0839 | 624.4328 | 640.1685 | 656.3008 | 672.8395 | 689.7951 | 707.1779 | 724.9988 | 743.2688 | 761.9992 | 781.2015 | 800.8878 | 821.0702 | 841.7612 | 862.9735 | 29204.0111
Indirect Income - Opex
Small Hydro | 0 | 0 | 0 | 0 | 0 | 0 | 0 | 0 | 0 | 0 | 0 | 0 | 0 | 0 | 0 | 0 | 0 | 0 | 0 | 0 | 0 | 0 | 0 | 0 | 0 | 0 | 0 | 0 | 0 | 0 | 0 | 0 | 0 | 0 | 0 | 0 | 0 | 0 | 0 | 0 | 0 | 0 | 0 | 0 | 0 | 0 | 0 | 0 | 0 | 0 | 0 | 0 | 0 | 0 | 0 | 0 | 0 | 0 | 0
CCCT | 33.8245 | 1134.5365 | 0 | 0 | 0 | 0 | 0 | 0 | 0 | 0 | 0 | 0 | 0 | 0 | 0 | 0 | 0 | 0 | 0 | 0 | 0 | 0 | 0 | 0 | 0 | 0 | 0 | 0 | 0 | 0 | 0 | 0 | 0 | 0 | 0 | 0 | 0 | 0 | 0 | 0 | 0 | 0 | 0 | 0 | 0 | 0 | 0 | 0 | 0 | 0 | 12.596 | 147.9439 | 151.8746 | 155.9167 | 159.9528 | 164.3262 | 168.7118 | 173.2145 | 1134.5365
CT | 992.9181 | 8051.8998 | 30.764 | 31.5331 | 32.3214 | 34.5719 | 52.3894 | 53.0522 | 52.2009 | 53.5059 | 54.8435 | 56.2153 | 57.6247 | 59.0674 | 60.5448 | 62.0627 | 41.8916 | 42.9762 | 44.1375 | 22.0267 | 22.6698 | 23.3263 | 26.0035 | 48.8814 | 50.2209 | 51.592 | 55.2328 | 81.147 | 83.3016 | 87.8966 | 116.4674 | 119.5708 | 122.7002 | 128.5396 | 160.7968 | 165.0685 | 169.3783 | 173.8132 | 178.3577 | 186.1146 | 224.4456 | 230.3283 | 236.3327 | 242.6083 | 252.4469 | 296.8451 | 304.5329 | 312.6796 | 320.9053 | 329.3484 | 336.7318 | 334.0007 | 297.7009 | 305.3254 | 308.6915 | 268.3982 | 275.3244 | 282.4454 | 8051.8998
HRD Other | 22593.3542 | 59945.7377 | 2238.1707 | 2342.2544 | 2445.4029 | 2509.7454 | 2596.5701 | 2546.0691 | 2427.6205 | 2488.3097 | 2550.5181 | 1158.7505 | 699.45 | 716.9363 | 734.8597 | 753.2312 | 463.1787 | 474.7582 | 486.6271 | 498.7928 | 511.2626 | 524.0442 | 537.1453 | 550.5739 | 564.3383 | 578.4468 | 592.9079 | 607.7306 | 622.9239 | 638.497 | 654.4594 | 670.8209 | 687.5914 | 704.7812 | 722.4007 | 740.4607 | 758.9723 | 777.9466 | 797.3952 | 817.3301 | 837.7634 | 858.7075 | 880.1751 | 902.1795 | 924.734 | 947.8524 | 971.5487 | 995.8374 | 1020.7333 | 1046.2517 | 1072.4079 | 1099.2181 | 1126.6986 | 1154.8661 | 1183.7377 | 1213.3312 | 1243.6644 | 1274.756 | 59945.7377
0
Induced Income - Capex | [58 empty] | 0
Small Hydro | 0 | 0 | 0 | 0 | 0 | 0 | 0 | 0 | 0 | 0 | 0 | 0 | 0 | 0 | 0 | 0 | 0 | 0 | 0 | 0 | 0 | 0 | 0 | 0 | 0 | 0 | 0 | 0 | 0 | 0 | 0 | 0 | 0 | 0 | 0 | 0 | 0 | 0 | 0 | 0 | 0 | 0 | 0 | 0 | 0 | 0 | 0 | 0 | 0 | 0 | 0 | 0 | 0 | 0 | 0 | 0 | 0 | 0 | 0
CCCT | 2457.8957 | 59840.8609 | 0 | 0 | 0 | 0 | 0 | 0 | 0 | 0 | 0 | 0 | 0 | 0 | 0 | 0 | 0 | 0 | 0 | 0 | 0 | 0 | 0 | 0 | 0 | 0 | 0 | 0 | 0 | 0 | 0 | 0 | 0 | 0 | 0 | 0 | 0 | 0 | 0 | 0 | 0 | 0 | 0 | 0 | 0 | 0 | 0 | 0 | 7981.637 | 32022.3996 | 19836.8242 | 0 | 0 | 0 | 0 | 0 | 0 | 0 | 59840.8609
CT | 15666.1774 | 111157.5967 | 0 | 52.2672 | 1365.0138 | 3780.1468 | 0 | 0 | 0 | 0 | 0 | 0 | 0 | 0 | 0 | 0 | 0 | 0 | 0 | 0 | 80.1928 | 2094.3215 | 5799.8259 | 0 | 88.6907 | 2316.2531 | 6414.4233 | 95.6501 | 2596.0924 | 9479.4484 | 7094.1485 | 105.7859 | 2762.7123 | 7650.8075 | 0 | 0 | 0 | 123.0387 | 3213.288 | 8898.5913 | 0 | 0 | 139.5469 | 3644.4163 | 10092.5192 | 150.4968 | 3930.3839 | 10884.4522 | 0 | 0 | 0 | 0 | 0 | 184.0825 | 4807.511 | 13313.4894 | 0 | 0 | 111157.5967
HRD Other | 7403.4183 | 37531.2424 | 0 | 0 | 0 | 0 | 0 | 0 | 1315.3812 | 370.5993 | 988.4455 | 800.7516 | 1590.9507 | 372.3554 | 1173.8272 | 996.4778 | 876.1774 | 601.3719 | 813.0113 | 335.0126 | 490.7137 | 156.0097 | 413.8272 | 475.8341 | 487.8252 | 500.1184 | 512.7213 | 525.6419 | 538.8881 | 552.4681 | 566.3903 | 580.6633 | 595.296 | 610.2975 | 625.677 | 641.444 | 657.6084 | 674.1802 | 691.1695 | 708.587 | 726.4434 | 744.7497 | 763.5174 | 782.7581 | 802.4836 | 822.7062 | 843.4383 | 864.693 | 886.4833 | 908.8226 | 931.725 | 955.2044 | 979.2756 | 1003.9533 | 1029.253 | 1055.1901 | 1081.7809 | 1109.0418 | 37531.2424
Induced Income - Opex
Small Hydro | 0 | 0 | 0 | 0 | 0 | 0 | 0 | 0 | 0 | 0 | 0 | 0 | 0 | 0 | 0 | 0 | 0 | 0 | 0 | 0 | 0 | 0 | 0 | 0 | 0 | 0 | 0 | 0 | 0 | 0 | 0 | 0 | 0 | 0 | 0 | 0 | 0 | 0 | 0 | 0 | 0 | 0 | 0 | 0 | 0 | 0 | 0 | 0 | 0 | 0 | 0 | 0 | 0 | 0 | 0 | 0 | 0 | 0 | 0
CCCT | 461.1403 | 15467.4985 | 0 | 0 | 0 | 0 | 0 | 0 | 0 | 0 | 0 | 0 | 0 | 0 | 0 | 0 | 0 | 0 | 0 | 0 | 0 | 0 | 0 | 0 | 0 | 0 | 0 | 0 | 0 | 0 | 0 | 0 | 0 | 0 | 0 | 0 | 0 | 0 | 0 | 0 | 0 | 0 | 0 | 0 | 0 | 0 | 0 | 0 | 0 | 0 | 171.7251 | 2016.966 | 2070.555 | 2125.6616 | 2180.6882 | 2240.3113 | 2300.1023 | 2361.489 | 15467.4985
CT | 8241.2121 | 66830.7032 | 255.3406 | 261.7241 | 268.2672 | 286.9467 | 434.8316 | 440.3331 | 433.2673 | 444.0983 | 455.2008 | 466.5868 | 478.2844 | 490.2589 | 502.5217 | 515.12 | 347.7003 | 356.7022 | 366.3409 | 182.8217 | 188.1588 | 193.6083 | 215.8286 | 405.7152 | 416.833 | 428.2132 | 458.4321 | 673.5195 | 691.4024 | 729.5413 | 966.6783 | 992.437 | 1018.4107 | 1066.8779 | 1334.6124 | 1370.0674 | 1405.8387 | 1442.6478 | 1480.3674 | 1544.75 | 1862.8965 | 1911.7229 | 1961.5593 | 2013.6468 | 2095.3074 | 2463.8118 | 2527.6203 | 2595.2385 | 2663.5114 | 2733.5888 | 2794.8713 | 2772.2034 | 2470.9147 | 2534.1986 | 2562.1368 | 2227.7031 | 2285.1903 | 2344.2942 | 66830.7032
HRD Other | 36902.4483 | 97911.2911 | 3655.6758 | 3825.679 | 3994.1548 | 4099.2475 | 4241.061 | 4158.5761 | 3965.1103 | 4064.2359 | 4165.8429 | 1892.6243 | 1142.4341 | 1170.9949 | 1200.2698 | 1230.2766 | 756.5246 | 775.4377 | 794.8237 | 814.6943 | 835.0616 | 855.9382 | 877.3366 | 899.27 | 921.7518 | 944.7956 | 968.4155 | 992.6259 | 1017.4415 | 1042.8775 | 1068.9495 | 1095.6732 | 1123.0651 | 1151.1417 | 1179.9202 | 1209.4182 | 1239.6537 | 1270.645 | 1302.4112 | 1334.9714 | 1368.3457 | 1402.5544 | 1437.6182 | 1473.5587 | 1510.3976 | 1548.1576 | 1586.8615 | 1626.5331 | 1667.1964 | 1708.8763 | 1751.5982 | 1795.3882 | 1840.2729 | 1886.2797 | 1933.4367 | 1981.7726 | 2031.3169 | 2082.0998 | 97911.2911
Total Income - Capex
Small Hydro | 0 | 0 | 0 | 0 | 0 | 0 | 0 | 0 | 0 | 0 | 0 | 0 | 0 | 0 | 0 | 0 | 0 | 0 | 0 | 0 | 0 | 0 | 0 | 0 | 0 | 0 | 0 | 0 | 0 | 0 | 0 | 0 | 0 | 0 | 0 | 0 | 0 | 0 | 0 | 0 | 0 | 0 | 0 | 0 | 0 | 0 | 0 | 0 | 0 | 0 | 0 | 0 | 0 | 0 | 0 | 0 | 0 | 0 | 0
CCCT | 10650.8813 | 259310.3971 | 0 | 0 | 0 | 0 | 0 | 0 | 0 | 0 | 0 | 0 | 0 | 0 | 0 | 0 | 0 | 0 | 0 | 0 | 0 | 0 | 0 | 0 | 0 | 0 | 0 | 0 | 0 | 0 | 0 | 0 | 0 | 0 | 0 | 0 | 0 | 0 | 0 | 0 | 0 | 0 | 0 | 0 | 0 | 0 | 0 | 0 | 34587.0936 | 138763.7318 | 85959.5717 | 0 | 0 | 0 | 0 | 0 | 0 | 0 | 259310.3971
CT | 67886.7686 | 481682.9189 | 0 | 226.4912 | 5915.06 | 16380.6359 | 0 | 0 | 0 | 0 | 0 | 0 | 0 | 0 | 0 | 0 | 0 | 0 | 0 | 0 | 347.5023 | 9075.3932 | 25132.5791 | 0 | 384.3265 | 10037.0967 | 27795.8345 | 414.4836 | 11249.7339 | 41077.6098 | 30741.3104 | 458.4057 | 11971.7534 | 33153.499 | 0 | 0 | 0 | 533.1679 | 13924.2481 | 38560.5623 | 0 | 0 | 604.7033 | 15792.4705 | 43734.2498 | 652.1527 | 17031.6635 | 47165.9597 | 0 | 0 | 0 | 0 | 0 | 797.6909 | 20832.5478 | 57691.7873 | 0 | 0 | 481682.9189
HRD Other | 32081.4795 | 162635.3838 | 0 | 0 | 0 | 0 | 0 | 0 | 5699.9853 | 1605.9305 | 4283.2636 | 3469.9237 | 6894.1197 | 1613.5403 | 5086.5847 | 4318.0705 | 3796.7687 | 2605.9449 | 3523.0489 | 1451.7213 | 2126.4262 | 676.042 | 1793.251 | 2061.9479 | 2113.909 | 2167.1795 | 2221.7925 | 2277.7816 | 2335.1817 | 2394.0283 | 2454.3578 | 2516.2076 | 2579.6161 | 2644.6224 | 2711.2669 | 2779.5908 | 2849.6365 | 2921.4473 | 2995.0678 | 3070.5435 | 3147.9212 | 3227.2488 | 3308.5755 | 3391.9516 | 3477.4288 | 3565.06 | 3654.8995 | 3747.003 | 3841.4274 | 3938.2314 | 4037.4748 | 4139.2192 | 4243.5275 | 4350.4644 | 4460.0961 | 4572.4906 | 4687.7173 | 4805.8478 | 162635.3838
Total Income - Opex
Small Hydro | 0 | 0 | 0 | 0 | 0 | 0 | 0 | 0 | 0 | 0 | 0 | 0 | 0 | 0 | 0 | 0 | 0 | 0 | 0 | 0 | 0 | 0 | 0 | 0 | 0 | 0 | 0 | 0 | 0 | 0 | 0 | 0 | 0 | 0 | 0 | 0 | 0 | 0 | 0 | 0 | 0 | 0 | 0 | 0 | 0 | 0 | 0 | 0 | 0 | 0 | 0 | 0 | 0 | 0 | 0 | 0 | 0 | 0 | 0
CCCT | 1998.2746 | 67025.8267 | 0 | 0 | 0 | 0 | 0 | 0 | 0 | 0 | 0 | 0 | 0 | 0 | 0 | 0 | 0 | 0 | 0 | 0 | 0 | 0 | 0 | 0 | 0 | 0 | 0 | 0 | 0 | 0 | 0 | 0 | 0 | 0 | 0 | 0 | 0 | 0 | 0 | 0 | 0 | 0 | 0 | 0 | 0 | 0 | 0 | 0 | 0 | 0 | 744.142 | 8740.186 | 8972.405 | 9211.2003 | 9449.6488 | 9708.0154 | 9967.11 | 10233.1192 | 67025.8267
CT | 35711.9192 | 289599.7139 | 1106.4759 | 1134.1378 | 1162.4912 | 1243.4359 | 1884.2702 | 1908.1099 | 1877.4918 | 1924.426 | 1972.537 | 2021.8759 | 2072.5658 | 2124.4554 | 2177.5939 | 2232.1867 | 1506.7013 | 1545.7097 | 1587.4774 | 792.2274 | 815.3546 | 838.9692 | 935.2574 | 1758.0993 | 1806.2762 | 1855.5904 | 1986.5393 | 2918.5845 | 2996.0771 | 3161.3458 | 4188.9394 | 4300.5605 | 4413.1131 | 4623.1376 | 5783.3205 | 5936.9587 | 6091.9676 | 6251.4738 | 6414.9254 | 6693.9168 | 8072.5514 | 8284.1325 | 8500.0904 | 8725.8027 | 9079.6654 | 10676.5179 | 10953.0213 | 11246.0336 | 11541.8829 | 11845.5516 | 12111.109 | 12012.8812 | 10707.2972 | 10981.5274 | 11102.5929 | 9653.3803 | 9902.4915 | 10158.6081 | 289599.7139
HRD Other | 159910.6093 | 424282.2615 | 15841.2619 | 16577.9425 | 17308.004 | 17763.4056 | 18377.931 | 18020.4966 | 17182.1445 | 17611.6889 | 18051.9858 | 8201.3718 | 4950.5477 | 5074.3114 | 5201.1692 | 5331.1984 | 3278.2734 | 3360.2302 | 3444.236 | 3530.3419 | 3618.6004 | 3709.0654 | 3801.792 | 3896.8369 | 3994.2578 | 4094.1142 | 4196.4671 | 4301.3787 | 4408.9132 | 4519.136 | 4632.1144 | 4747.9173 | 4866.6152 | 4988.2806 | 5112.9876 | 5240.8123 | 5371.8326 | 5506.1285 | 5643.7817 | 5784.8762 | 5929.4981 | 6077.7356 | 6229.679 | 6385.4209 | 6545.0565 | 6708.6829 | 6876.3999 | 7048.3099 | 7224.5177 | 7405.1306 | 7590.2589 | 7780.0154 | 7974.5157 | 8173.8786 | 8378.2256 | 8587.6812 | 8802.3733 | 9022.4326 | 424282.2615
NL Treasury Impacts
Capex
Direct | 7609.3445 | 61653.1612 | 0 | 14.464 | 377.7434 | 1046.0885 | 0 | 0 | 449.9468 | 126.7693 | 338.1133 | 273.9097 | 544.2097 | 127.37 | 401.526 | 340.8609 | 299.7102 | 205.7087 | 278.1033 | 114.5963 | 190.0483 | 632.9319 | 1746.555 | 162.7665 | 191.4118 | 812.0553 | 1950.4622 | 206.2735 | 902.7576 | 2812.2495 | 2156.9224 | 227.8994 | 968.162 | 2325.987 | 214.0226 | 219.416 | 224.9453 | 264.6627 | 1125.6458 | 2704.9105 | 248.4914 | 254.7533 | 299.7902 | 1276.2822 | 3067.4277 | 323.0669 | 1376.1753 | 3307.8608 | 2711.3128 | 9972.1049 | 6303.5243 | 326.7427 | 334.9766 | 394.3596 | 1682.4655 | 4045.2163 | 370.0401 | 379.3652 | 61653.1612
Indirect | 2222.9767 | 18456.6993 | 0 | 5.2075 | 135.9996 | 376.6249 | 0 | 0 | 80.5401 | 22.6916 | 60.522 | 49.0296 | 97.4131 | 22.7991 | 71.8729 | 61.0138 | 53.6479 | 36.8217 | 49.7803 | 20.5127 | 38.036 | 218.2146 | 603.1888 | 29.1351 | 38.7058 | 261.3958 | 670.4778 | 41.7146 | 291.6507 | 978.2872 | 741.4866 | 46.0934 | 311.7052 | 799.6362 | 38.3099 | 39.2753 | 40.265 | 53.5384 | 362.4674 | 929.9741 | 44.4798 | 45.6007 | 60.6532 | 411.0297 | 1054.6772 | 65.3682 | 443.2367 | 1137.3884 | 732.3597 | 2776.1127 | 1742.2883 | 58.4867 | 59.9606 | 79.8121 | 542.0043 | 1391.0632 | 66.2369 | 67.9061 | 18456.6993
Induced | 6807.9267 | 55612.7857 | 0 | 13.9391 | 364.0355 | 1008.1273 | 0 | 0 | 350.799 | 98.8351 | 263.6085 | 213.5524 | 424.2906 | 99.3035 | 313.048 | 265.7507 | 233.6677 | 160.3799 | 216.822 | 89.3445 | 152.2551 | 600.1408 | 1657.1191 | 126.9002 | 153.751 | 751.0981 | 1847.4002 | 165.6924 | 836.068 | 2675.4118 | 2042.9891 | 183.0691 | 895.5472 | 2203.1541 | 166.8618 | 171.0667 | 175.3776 | 212.6103 | 1041.2798 | 2562.1384 | 193.7352 | 198.6173 | 240.8382 | 1180.6831 | 2905.5883 | 259.5435 | 1273.1307 | 3133.3795 | 2365.039 | 8782.4277 | 5538.7644 | 254.7435 | 261.163 | 316.8373 | 1556.6066 | 3831.9831 | 288.5002 | 295.7704 | 55612.7857
Total NL Treasury from Capex | 16640.2479 | 135722.6462 | 0 | 33.6107 | 877.7785 | 2430.8408 | 0 | 0 | 881.286 | 248.2961 | 662.2438 | 536.4917 | 1065.9134 | 249.4726 | 786.4469 | 667.6254 | 587.0259 | 402.9103 | 544.7055 | 224.4535 | 380.3393 | 1451.2873 | 4006.8629 | 318.8018 | 383.8686 | 1824.5491 | 4468.3403 | 413.6805 | 2030.4763 | 6465.9485 | 4941.3981 | 457.0619 | 2175.4144 | 5328.7773 | 419.1943 | 429.758 | 440.5879 | 530.8114 | 2529.393 | 6197.023 | 486.7063 | 498.9713 | 601.2817 | 2867.995 | 7027.6932 | 647.9786 | 3092.5427 | 7578.6288 | 5808.7114 | 21530.6453 | 13584.577 | 639.9728 | 656.1002 | 791.009 | 3781.0764 | 9268.2626 | 724.7772 | 743.0416 | 135722.6462
Opex | [58 empty] | 0
Direct | 17188.3599 | 71160.7586 | 1441.4836 | 1506.1566 | 1570.3418 | 1616.6583 | 1731.9229 | 1704.2422 | 1630.729 | 1671.4961 | 1713.284 | 890.1111 | 621.869 | 637.4232 | 653.3615 | 669.7107 | 425.1282 | 435.8895 | 447.0969 | 375.4028 | 385.1175 | 395.0661 | 412.4181 | 502.0788 | 515.0501 | 528.339 | 549.9404 | 651.2696 | 668.0007 | 693.6701 | 805.161 | 825.9747 | 847.1241 | 878.1976 | 1003.8346 | 1029.8293 | 1056.2286 | 1083.3496 | 1111.1445 | 1150.6966 | 1299.6901 | 1333.1518 | 1367.3594 | 1402.8546 | 1451.3966 | 1623.6468 | 1665.1899 | 1708.724 | 1752.901 | 1798.2244 | 1915.0879 | 2726.5788 | 2636.7305 | 2704.7574 | 2757.9661 | 2657.7525 | 2726.6193 | 2797.3289 | 71160.7586
Indirect | 1858.6298 | 5439.9065 | 178.539 | 186.7898 | 194.9684 | 200.2085 | 208.4426 | 204.5209 | 195.1334 | 200.0116 | 205.012 | 95.6038 | 59.5731 | 61.0626 | 62.5892 | 64.1542 | 39.7432 | 40.7397 | 41.7651 | 40.9825 | 42.0143 | 43.0718 | 44.3133 | 47.1702 | 48.3587 | 49.5768 | 51.0012 | 54.2067 | 55.5718 | 57.1588 | 60.6631 | 62.1947 | 63.7606 | 65.5728 | 69.4975 | 71.2547 | 73.0505 | 74.8925 | 76.7805 | 78.9596 | 83.5836 | 85.6946 | 87.8563 | 90.0816 | 92.6306 | 97.9434 | 100.4129 | 102.9652 | 105.5715 | 108.2439 | 111.8742 | 124.4193 | 124.0346 | 127.1691 | 130.0235 | 129.5256 | 132.8026 | 136.1638 | 5439.9065
Induced | 12162.3443 | 48060.0696 | 1043.029 | 1090.0695 | 1136.7453 | 1169.7541 | 1247.0138 | 1226.4831 | 1173.0033 | 1202.3276 | 1232.3861 | 629.178 | 432.2294 | 443.0398 | 454.1175 | 465.4798 | 294.4857 | 301.9304 | 309.671 | 266.0275 | 272.8826 | 279.9035 | 291.5362 | 348.0265 | 356.9872 | 366.1677 | 380.526 | 444.3443 | 455.7316 | 472.6864 | 542.8816 | 556.8781 | 571.1102 | 591.5236 | 670.6007 | 687.923 | 705.5264 | 723.6081 | 742.1392 | 767.9929 | 861.74 | 883.8846 | 906.5267 | 930.0028 | 961.6055 | 1069.9521 | 1097.2912 | 1125.9043 | 1154.9565 | 1184.761 | 1258.2953 | 1756.0356 | 1701.9469 | 1745.7901 | 1780.4922 | 1720.0937 | 1764.5836 | 1810.2605 | 48060.0696
Total NL Treasury from Opex | 31209.334 | 124660.7347 | 2663.0516 | 2783.0159 | 2902.0555 | 2986.6209 | 3187.3793 | 3135.2462 | 2998.8657 | 3073.8354 | 3150.6821 | 1614.8929 | 1113.6715 | 1141.5256 | 1170.0682 | 1199.3448 | 759.3572 | 778.5596 | 798.533 | 682.4128 | 700.0145 | 718.0414 | 748.2676 | 897.2756 | 920.396 | 944.0835 | 981.4676 | 1149.8206 | 1179.3041 | 1223.5153 | 1408.7057 | 1445.0475 | 1481.9949 | 1535.294 | 1743.9328 | 1789.007 | 1834.8055 | 1881.8502 | 1930.0642 | 1997.649 | 2245.0137 | 2302.731 | 2361.7424 | 2422.939 | 2505.6326 | 2791.5423 | 2862.894 | 2937.5935 | 3013.429 | 3091.2294 | 3285.2575 | 4607.0338 | 4462.712 | 4577.7166 | 4668.4818 | 4507.3718 | 4624.0055 | 4743.7532 | 124660.7347
0
LCP Impacts
SCI Impact Summary (2012$)
Total Income - Capex | 1474419.2 | 1752482.4219 | 83570.5525 | 291565.1688 | 413311.7806 | 521155.276 | 338542.3834 | 88772.244 | 15565.0167 | 0 | 0 | 0 | 0 | 0 | 0 | 0 | 0 | 0 | 0 | 0 | 0 | 0 | 0 | 0 | 0 | 0 | 0 | 0 | 0 | 0 | 0 | 0 | 0 | 0 | 0 | 0 | 0 | 0 | 0 | 0 | 0 | 0 | 0 | 0 | 0 | 0 | 0 | 0 | 0 | 0 | 0 | 0 | 0 | 0 | 0 | 0 | 0 | 0 | 1752482.4219
Total Income - Opex | 164345.0785 | 816100.6948 | 0 | 0 | 0 | 0 | 0 | 5343.7921 | 16767.8047 | 16767.8047 | 16003.3638 | 16711.0744 | 16003.3638 | 16711.0744 | 16003.3638 | 16711.0744 | 16003.3638 | 16824.535 | 16003.3638 | 16711.0744 | 16003.3638 | 16003.3638 | 16003.3638 | 16003.3638 | 16711.0744 | 16003.3638 | 16003.3638 | 16116.8244 | 16003.3638 | 16711.0744 | 16003.3638 | 16003.3638 | 16003.3638 | 16003.3638 | 16711.0744 | 16003.3638 | 16003.3638 | 16116.8244 | 16003.3638 | 16711.0744 | 16003.3638 | 16003.3638 | 16003.3638 | 16003.3638 | 16711.0744 | 16003.3638 | 16003.3638 | 16116.8244 | 16003.3638 | 16711.0744 | 16003.3638 | 16003.3638 | 16003.3638 | 16003.3638 | 16711.0744 | 16003.3638 | 16003.3638 | 16116.8244 | 816100.6948
Total Treasury - Capex | 226159.0715 | 268787.0258 | 12857.3949 | 44819.9756 | 63363.5499 | 79884.1833 | 51843.8027 | 13623.2677 | 2394.8517 | 0 | 0 | 0 | 0 | 0 | 0 | 0 | 0 | 0 | 0 | 0 | 0 | 0 | 0 | 0 | 0 | 0 | 0 | 0 | 0 | 0 | 0 | 0 | 0 | 0 | 0 | 0 | 0 | 0 | 0 | 0 | 0 | 0 | 0 | 0 | 0 | 0 | 0 | 0 | 0 | 0 | 0 | 0 | 0 | 0 | 0 | 0 | 0 | 0 | 268787.0258
Total Treasury - Opex | 23971.9553 | 119176.9987 | 0 | 0 | 0 | 0 | 0 | 772.2526 | 2435.5609 | 2435.5609 | 2342.2429 | 2428.6356 | 2342.2429 | 2428.6356 | 2342.2429 | 2428.6356 | 2342.2429 | 2442.4861 | 2342.2429 | 2428.6356 | 2342.2429 | 2342.2429 | 2342.2429 | 2342.2429 | 2428.6356 | 2342.2429 | 2342.2429 | 2356.0934 | 2342.2429 | 2428.6356 | 2342.2429 | 2342.2429 | 2342.2429 | 2342.2429 | 2428.6356 | 2342.2429 | 2342.2429 | 2356.0934 | 2342.2429 | 2428.6356 | 2342.2429 | 2342.2429 | 2342.2429 | 2342.2429 | 2428.6356 | 2342.2429 | 2342.2429 | 2356.0934 | 2342.2429 | 2428.6356 | 2342.2429 | 2342.2429 | 2342.2429 | 2342.2429 | 2428.6356 | 2342.2429 | 2342.2429 | 2356.0934 | 119176.9987
SCI Impact Summary (Nominal) |  |  | 1 | 2 | 3 | 4 | 5 | 6 | 7 | 8 | 9 | 10 | 11 | 12 | 13 | 14 | 15 | 16 | 17 | 18 | 19 | 20 | 21 | 22 | 23 | 24 | 25 | 26 | 27 | 28 | 29 | 30 | 31 | 32 | 33 | 34 | 35 | 36 | 37 | 38 | 39 | 40 | 41 | 42 | 43 | 44 | 45 | 46 | 47 | 48 | 49 | 50 | 51 | 52 | 53 | 54 | 55 | 56
Total Income - Capex | 1564640.0742 | 1864038.4761 | 84293.4402 | 298758.1825 | 433726.7469 | 561171.5999 | 369765.5108 | 98902.2911 | 17420.7048 | 0 | 0 | 0 | 0 | 0 | 0 | 0 | 0 | 0 | 0 | 0 | 0 | 0 | 0 | 0 | 0 | 0 | 0 | 0 | 0 | 0 | 0 | 0 | 0 | 0 | 0 | 0 | 0 | 0 | 0 | 0 | 0 | 0 | 0 | 0 | 0 | 0 | 0 | 0 | 0 | 0 | 0 | 0 | 0 | 0 | 0 | 0 | 0 | 0 | 1864038.4761
Total Income - Opex | 275216.766 | 1882007.023 | 0 | 0 | 0 | 0 | 0 | 6197.1606 | 19931.6506 | 20429.9419 | 19986.0085 | 21391.5881 | 20997.8001 | 22474.5372 | 22060.8138 | 23612.3107 | 23177.6425 | 24976.1168 | 24351.0106 | 26063.5729 | 25583.7805 | 26223.375 | 26878.9594 | 27550.9334 | 29488.5404 | 28945.6994 | 29669.3419 | 30626.6838 | 31171.3523 | 33363.5768 | 32749.402 | 33568.1371 | 34407.3405 | 35267.524 | 37747.8249 | 37052.9424 | 37979.266 | 39204.7446 | 39901.9663 | 42708.1991 | 41922.0034 | 42970.0534 | 44044.3048 | 45145.4124 | 48320.4072 | 47430.8989 | 48616.6714 | 50185.3876 | 51077.8904 | 54670.1055 | 53663.7086 | 55005.3013 | 56380.4338 | 57789.9447 | 61854.2064 | 60715.5606 | 62233.4496 | 64241.539 | 1882007.023
Total Treasury - Capex | 239990.7508 | 285889.1034 | 12968.6117 | 45925.6999 | 66493.3052 | 86018.0008 | 56625.2591 | 15177.8566 | 2680.3701 | 0 | 0 | 0 | 0 | 0 | 0 | 0 | 0 | 0 | 0 | 0 | 0 | 0 | 0 | 0 | 0 | 0 | 0 | 0 | 0 | 0 | 0 | 0 | 0 | 0 | 0 | 0 | 0 | 0 | 0 | 0 | 0 | 0 | 0 | 0 | 0 | 0 | 0 | 0 | 0 | 0 | 0 | 0 | 0 | 0 | 0 | 0 | 0 | 0 | 285889.1034
Total Treasury - Opex | 40161.5684 | 274919.0622 | 0 | 0 | 0 | 0 | 0 | 895.5763 | 2895.1165 | 2967.4944 | 2925.1404 | 3108.8589 | 3073.2257 | 3266.2449 | 3228.8077 | 3431.5985 | 3392.2661 | 3625.8844 | 3563.9996 | 3787.8427 | 3744.4271 | 3838.0377 | 3933.9887 | 4032.3384 | 4285.5963 | 4236.4755 | 4342.3874 | 4477.2672 | 4562.2208 | 4848.7589 | 4793.1832 | 4913.0128 | 5035.8381 | 5161.7341 | 5485.9256 | 5423.0468 | 5558.623 | 5731.2805 | 5840.0283 | 6206.8213 | 6135.6797 | 6289.0717 | 6446.2985 | 6607.456 | 7022.4486 | 6941.9584 | 7115.5074 | 7336.5236 | 7475.73 | 7945.256 | 7854.1888 | 8050.5435 | 8251.8071 | 8458.1023 | 8989.3279 | 8886.2937 | 9108.4511 | 9391.3704 | 274919.0622
Total Infeed Impacts
Total Infeed Impact Summary (Nominal)
Total Income - Capex | 1675259.2035 | 2767667.1759 | 84293.4402 | 298984.6737 | 439641.8069 | 577552.2358 | 369765.5108 | 98902.2911 | 23120.6901 | 1605.9305 | 4283.2636 | 3469.9237 | 6894.1197 | 1613.5403 | 5086.5847 | 4318.0705 | 3796.7687 | 2605.9449 | 3523.0489 | 1451.7213 | 2473.9285 | 9751.4352 | 26925.8301 | 2061.9479 | 2498.2355 | 12204.2763 | 30017.627 | 2692.2652 | 13584.9156 | 43471.6381 | 33195.6682 | 2974.6133 | 14551.3695 | 35798.1214 | 2711.2669 | 2779.5908 | 2849.6365 | 3454.6152 | 16919.3159 | 41631.1058 | 3147.9212 | 3227.2488 | 3913.2788 | 19184.4221 | 47211.6786 | 4217.2127 | 20686.563 | 50912.9627 | 38428.5211 | 142701.9632 | 89997.0466 | 4139.2192 | 4243.5275 | 5148.1553 | 25292.6439 | 62264.2778 | 4687.7173 | 4805.8478 | 2767667.1759
Total Income - Opex | 472837.5691 | 2662914.8251 | 16947.7378 | 17712.0804 | 18470.4952 | 19006.8415 | 20262.2012 | 26125.767 | 38991.2869 | 39966.0568 | 40010.5312 | 31614.8358 | 28020.9137 | 29673.304 | 29439.5768 | 31175.6958 | 27962.6171 | 29882.0568 | 29382.724 | 30386.1422 | 30017.7356 | 30771.4097 | 31616.0089 | 33205.8696 | 35289.0744 | 34895.4041 | 35852.3482 | 37846.647 | 38576.3426 | 41044.0587 | 41570.4559 | 42616.6149 | 43687.0689 | 44878.9422 | 48644.133 | 48230.7135 | 49443.0662 | 50962.3468 | 51960.6734 | 55186.9921 | 55924.0529 | 57331.9215 | 58774.0741 | 60256.6361 | 63945.129 | 64816.0996 | 66446.0926 | 68479.7311 | 69844.291 | 73920.7878 | 74109.2184 | 83538.3839 | 84034.6518 | 86156.5511 | 90784.6736 | 88664.6375 | 90905.4244 | 93655.6989 | 2662914.8251
Total Treasury - Capex | 256630.9987 | 421611.7497 | 12968.6117 | 45959.3106 | 67371.0836 | 88448.8416 | 56625.2591 | 15177.8566 | 3561.656 | 248.2961 | 662.2438 | 536.4917 | 1065.9134 | 249.4726 | 786.4469 | 667.6254 | 587.0259 | 402.9103 | 544.7055 | 224.4535 | 380.3393 | 1451.2873 | 4006.8629 | 318.8018 | 383.8686 | 1824.5491 | 4468.3403 | 413.6805 | 2030.4763 | 6465.9485 | 4941.3981 | 457.0619 | 2175.4144 | 5328.7773 | 419.1943 | 429.758 | 440.5879 | 530.8114 | 2529.393 | 6197.023 | 486.7063 | 498.9713 | 601.2817 | 2867.995 | 7027.6932 | 647.9786 | 3092.5427 | 7578.6288 | 5808.7114 | 21530.6453 | 13584.577 | 639.9728 | 656.1002 | 791.009 | 3781.0764 | 9268.2626 | 724.7772 | 743.0416 | 421611.7497
Total Treasury - Opex | 71370.9023 | 399579.7969 | 2663.0516 | 2783.0159 | 2902.0555 | 2986.6209 | 3187.3793 | 4030.8225 | 5893.9822 | 6041.3298 | 6075.8225 | 4723.7518 | 4186.8972 | 4407.7705 | 4398.8759 | 4630.9433 | 4151.6233 | 4404.444 | 4362.5325 | 4470.2555 | 4444.4416 | 4556.0792 | 4682.2563 | 4929.614 | 5205.9923 | 5180.559 | 5323.855 | 5627.0878 | 5741.5249 | 6072.2741 | 6201.8889 | 6358.0603 | 6517.833 | 6697.0281 | 7229.8584 | 7212.0539 | 7393.4285 | 7613.1307 | 7770.0926 | 8204.4703 | 8380.6934 | 8591.8027 | 8808.0409 | 9030.395 | 9528.0812 | 9733.5008 | 9978.4014 | 10274.1171 | 10489.159 | 11036.4853 | 11139.4463 | 12657.5773 | 12714.5191 | 13035.8189 | 13657.8097 | 13393.6655 | 13732.4565 | 14135.1237 | 399579.7969
ML Impacts ($ millions)
Capex
Direct | 58.1386 | 69.7698 | 3.888 | 6.8665 | 16.471 | 19.0553 | 22.9369 | 0.55206 | 0 | 0 | 0 | 0 | 0 | 0 | 0 | 0 | 0 | 0 | 0 | 0 | 0 | 0 | 0 | 0 | 0 | 0 | 0 | 0 | 0 | 0 | 0 | 0 | 0 | 0 | 0 | 0 | 0 | 0 | 0 | 0 | 0 | 0 | 0 | 0 | 0 | 0 | 0 | 0 | 0 | 0 | 0 | 0 | 0 | 0 | 0 | 0 | 0 | 0
Indirect | 33.9922 | 40.7927 | 2.2732 | 4.0147 | 9.6302 | 11.1412 | 13.4106 | 0.32277 | 0 | 0 | 0 | 0 | 0 | 0 | 0 | 0 | 0 | 0 | 0 | 0 | 0 | 0 | 0 | 0 | 0 | 0 | 0 | 0 | 0 | 0 | 0 | 0 | 0 | 0 | 0 | 0 | 0 | 0 | 0 | 0 | 0 | 0 | 0 | 0 | 0 | 0 | 0 | 0 | 0 | 0 | 0 | 0 | 0 | 0 | 0 | 0 | 0 | 0
Induced | 27.6392 | 33.1687 | 1.8484 | 3.2644 | 7.8303 | 9.059 | 10.9043 | 0.26245 | 0 | 0 | 0 | 0 | 0 | 0 | 0 | 0 | 0 | 0 | 0 | 0 | 0 | 0 | 0 | 0 | 0 | 0 | 0 | 0 | 0 | 0 | 0 | 0 | 0 | 0 | 0 | 0 | 0 | 0 | 0 | 0 | 0 | 0 | 0 | 0 | 0 | 0 | 0 | 0 | 0 | 0 | 0 | 0 | 0 | 0 | 0 | 0 | 0 | 0
Totals | 119.77 | 143.7312 | 8.0096 | 14.1456 | 33.9314 | 39.2555 | 47.2518 | 1.1373 | 0 | 0 | 0 | 0 | 0 | 0 | 0 | 0 | 0 | 0 | 0 | 0 | 0 | 0 | 0 | 0 | 0 | 0 | 0 | 0 | 0 | 0 | 0 | 0 | 0 | 0 | 0 | 0 | 0 | 0 | 0 | 0 | 0 | 0 | 0 | 0 | 0 | 0 | 0 | 0 | 0 | 0 | 0 | 0 | 0 | 0 | 0 | 0
Opex
Direct | 2.3081 | 10.2524 | 0 | 0 | 0 | 0 | 0.13341 | 0.17788 | 0.27282 | 0.17788 | 0.27282 | 0.18136 | 0.17788 | 0.17788 | 0.17788 | 0.28776 | 0.19579 | 0.19579 | 0.19579 | 0.19579 | 0.29073 | 0.19579 | 0.19579 | 0.19579 | 0.19579 | 0.29073 | 0.19579 | 0.19579 | 0.19579 | 0.19579 | 0.29073 | 0.19579 | 0.19579 | 0.19926 | 0.19579 | 0.29073 | 0.19579 | 0.19579 | 0.19579 | 0.19579 | 0.19579 | 0.19579 | 0.19579 | 0.19579 | 0.19579 | 0.19579 | 0.19579 | 0.19579 | 0.19579 | 0.19579 | 0.19579 | 0.19579 | 0.19579 | 0.19579 | 0.19579 | 0.19579
Indirect | 12.9838 | 57.6733 | 0 | 0 | 0 | 0 | 0.75049 | 1.0007 | 1.5347 | 1.0007 | 1.5347 | 1.0202 | 1.0007 | 1.0007 | 1.0007 | 1.6187 | 1.1014 | 1.1014 | 1.1014 | 1.1014 | 1.6355 | 1.1014 | 1.1014 | 1.1014 | 1.1014 | 1.6355 | 1.1014 | 1.1014 | 1.1014 | 1.1014 | 1.6355 | 1.1014 | 1.1014 | 1.1209 | 1.1014 | 1.6355 | 1.1014 | 1.1014 | 1.1014 | 1.1014 | 1.1014 | 1.1014 | 1.1014 | 1.1014 | 1.1014 | 1.1014 | 1.1014 | 1.1014 | 1.1014 | 1.1014 | 1.1014 | 1.1014 | 1.1014 | 1.1014 | 1.1014 | 1.1014
Induced | 4.5876 | 20.3777 | 0 | 0 | 0 | 0 | 0.26517 | 0.35356 | 0.54226 | 0.35356 | 0.54226 | 0.36046 | 0.35356 | 0.35356 | 0.35356 | 0.57194 | 0.38915 | 0.38915 | 0.38915 | 0.38915 | 0.57785 | 0.38915 | 0.38915 | 0.38915 | 0.38915 | 0.57785 | 0.38915 | 0.38915 | 0.38915 | 0.38915 | 0.57785 | 0.38915 | 0.38915 | 0.39605 | 0.38915 | 0.57785 | 0.38915 | 0.38915 | 0.38915 | 0.38915 | 0.38915 | 0.38915 | 0.38915 | 0.38915 | 0.38915 | 0.38915 | 0.38915 | 0.38915 | 0.38915 | 0.38915 | 0.38915 | 0.38915 | 0.38915 | 0.38915 | 0.38915 | 0.38915
Totals | 19.8794 | 88.3035 | 0 | 0 | 0 | 0 | 1.1491 | 1.5321 | 2.3498 | 1.5321 | 2.3498 | 1.562 | 1.5321 | 1.5321 | 1.5321 | 2.4784 | 1.6863 | 1.6863 | 1.6863 | 1.6863 | 2.504 | 1.6863 | 1.6863 | 1.6863 | 1.6863 | 2.504 | 1.6863 | 1.6863 | 1.6863 | 1.6863 | 2.504 | 1.6863 | 1.6863 | 1.7162 | 1.6863 | 2.504 | 1.6863 | 1.6863 | 1.6863 | 1.6863 | 1.6863 | 1.6863 | 1.6863 | 1.6863 | 1.6863 | 1.6863 | 1.6863 | 1.6863 | 1.6863 | 1.6863 | 1.6863 | 1.6863 | 1.6863 | 1.6863 | 1.6863 | 1.6863
Treasury ML
Capex
Direct | 6.798 | 9.3401 | 0 | 0 | 0.52049 | 0.91922 | 2.205 | 2.5509 | 3.0706 | 0.073904 | 0 | 0 | 0 | 0 | 0 | 0 | 0 | 0 | 0 | 0 | 0 | 0 | 0 | 0 | 0 | 0 | 0 | 0 | 0 | 0 | 0 | 0 | 0 | 0 | 0 | 0 | 0 | 0 | 0 | 0 | 0 | 0 | 0 | 0 | 0 | 0 | 0 | 0 | 0 | 0 | 0 | 0 | 0 | 0 | 0 | 0 | 0 | 0
Indirect | 2.3363 | 3.2099 | 0 | 0 | 0.17888 | 0.31591 | 0.75778 | 0.87668 | 1.0553 | 0.025399 | 0 | 0 | 0 | 0 | 0 | 0 | 0 | 0 | 0 | 0 | 0 | 0 | 0 | 0 | 0 | 0 | 0 | 0 | 0 | 0 | 0 | 0 | 0 | 0 | 0 | 0 | 0 | 0 | 0 | 0 | 0 | 0 | 0 | 0 | 0 | 0 | 0 | 0 | 0 | 0 | 0 | 0 | 0 | 0 | 0 | 0 | 0 | 0
Induced | 6.4382 | 8.8458 | 0 | 0 | 0.49294 | 0.87057 | 2.0883 | 2.4159 | 2.9081 | 0.069993 | 0 | 0 | 0 | 0 | 0 | 0 | 0 | 0 | 0 | 0 | 0 | 0 | 0 | 0 | 0 | 0 | 0 | 0 | 0 | 0 | 0 | 0 | 0 | 0 | 0 | 0 | 0 | 0 | 0 | 0 | 0 | 0 | 0 | 0 | 0 | 0 | 0 | 0 | 0 | 0 | 0 | 0 | 0 | 0 | 0 | 0 | 0 | 0
Totals | 15.5725 | 21.3958 | 0 | 0 | 1.1923 | 2.1057 | 5.051 | 5.8436 | 7.0339 | 0.1693 | 0 | 0 | 0 | 0 | 0 | 0 | 0 | 0 | 0 | 0 | 0 | 0 | 0 | 0 | 0 | 0 | 0 | 0 | 0 | 0 | 0 | 0 | 0 | 0 | 0 | 0 | 0 | 0 | 0 | 0 | 0 | 0 | 0 | 0 | 0 | 0 | 0 | 0 | 0 | 0 | 0 | 0 | 0 | 0 | 0 | 0 | 0 | 0
Opex
Direct | 0.19953 | 1.1229 | 0 | 0 | 0 | 0 | 0 | 0 | 0 | 0 | 0.015192 | 0.020256 | 0.031066 | 0.020256 | 0.031066 | 0.020651 | 0.020256 | 0.020256 | 0.020256 | 0.032767 | 0.022295 | 0.022295 | 0.022295 | 0.022295 | 0.033105 | 0.022295 | 0.022295 | 0.022295 | 0.022295 | 0.033105 | 0.022295 | 0.022295 | 0.022295 | 0.022295 | 0.033105 | 0.022295 | 0.022295 | 0.02269 | 0.022295 | 0.033105 | 0.022295 | 0.022295 | 0.022295 | 0.022295 | 0.022295 | 0.022295 | 0.022295 | 0.022295 | 0.022295 | 0.022295 | 0.022295 | 0.022295 | 0.022295 | 0.022295 | 0.022295 | 0.022295 | 0.022295 | 0.022295
Indirect | 0.23458 | 1.3201 | 0 | 0 | 0 | 0 | 0 | 0 | 0 | 0 | 0.01786 | 0.023813 | 0.036523 | 0.023813 | 0.036523 | 0.024278 | 0.023813 | 0.023813 | 0.023813 | 0.038522 | 0.02621 | 0.02621 | 0.02621 | 0.02621 | 0.03892 | 0.02621 | 0.02621 | 0.02621 | 0.02621 | 0.03892 | 0.02621 | 0.02621 | 0.02621 | 0.02621 | 0.03892 | 0.02621 | 0.02621 | 0.026675 | 0.02621 | 0.03892 | 0.02621 | 0.02621 | 0.02621 | 0.02621 | 0.02621 | 0.02621 | 0.02621 | 0.02621 | 0.02621 | 0.02621 | 0.02621 | 0.02621 | 0.02621 | 0.02621 | 0.02621 | 0.02621 | 0.02621 | 0.02621
Induced | 0.92883 | 5.227 | 0 | 0 | 0 | 0 | 0 | 0 | 0 | 0 | 0.070719 | 0.094292 | 0.14462 | 0.094292 | 0.14462 | 0.096132 | 0.094292 | 0.094292 | 0.094292 | 0.15253 | 0.10378 | 0.10378 | 0.10378 | 0.10378 | 0.15411 | 0.10378 | 0.10378 | 0.10378 | 0.10378 | 0.15411 | 0.10378 | 0.10378 | 0.10378 | 0.10378 | 0.15411 | 0.10378 | 0.10378 | 0.10562 | 0.10378 | 0.15411 | 0.10378 | 0.10378 | 0.10378 | 0.10378 | 0.10378 | 0.10378 | 0.10378 | 0.10378 | 0.10378 | 0.10378 | 0.10378 | 0.10378 | 0.10378 | 0.10378 | 0.10378 | 0.10378 | 0.10378 | 0.10378
Totals | 1.3629 | 7.6699 | 0 | 0 | 0 | 0 | 0 | 0 | 0 | 0 | 0.10377 | 0.13836 | 0.21221 | 0.13836 | 0.21221 | 0.14106 | 0.13836 | 0.13836 | 0.13836 | 0.22382 | 0.15229 | 0.15229 | 0.15229 | 0.15229 | 0.22613 | 0.15229 | 0.15229 | 0.15229 | 0.15229 | 0.22613 | 0.15229 | 0.15229 | 0.15229 | 0.15229 | 0.22613 | 0.15229 | 0.15229 | 0.15499 | 0.15229 | 0.22613 | 0.15229 | 0.15229 | 0.15229 | 0.15229 | 0.15229 | 0.15229 | 0.15229 | 0.15229 | 0.15229 | 0.15229 | 0.15229 | 0.15229 | 0.15229 | 0.15229 | 0.15229 | 0.15229 | 0.15229 | 0.15229
ML Impacts ($ millions; nominal)
Capex
Direct | 61.8943 | 74.428 | 3.9217 | 7.0359 | 17.2845 | 20.5185 | 25.0524 | 0.61506 | 0 | 0 | 0 | 0 | 0 | 0 | 0 | 0 | 0 | 0 | 0 | 0 | 0 | 0 | 0 | 0 | 0 | 0 | 0 | 0 | 0 | 0 | 0 | 0 | 0 | 0 | 0 | 0 | 0 | 0 | 0 | 0 | 0 | 0 | 0 | 0 | 0 | 0 | 0 | 0 | 0 | 0 | 0 | 0 | 0 | 0 | 0 | 0 | 0 | 0
Indirect | 36.188 | 43.5162 | 2.2929 | 4.1137 | 10.1058 | 11.9966 | 14.6475 | 0.35961 | 0 | 0 | 0 | 0 | 0 | 0 | 0 | 0 | 0 | 0 | 0 | 0 | 0 | 0 | 0 | 0 | 0 | 0 | 0 | 0 | 0 | 0 | 0 | 0 | 0 | 0 | 0 | 0 | 0 | 0 | 0 | 0 | 0 | 0 | 0 | 0 | 0 | 0 | 0 | 0 | 0 | 0 | 0 | 0 | 0 | 0 | 0 | 0 | 0 | 0
Induced | 29.4247 | 35.3832 | 1.8644 | 3.3449 | 8.2171 | 9.7545 | 11.9099 | 0.2924 | 0 | 0 | 0 | 0 | 0 | 0 | 0 | 0 | 0 | 0 | 0 | 0 | 0 | 0 | 0 | 0 | 0 | 0 | 0 | 0 | 0 | 0 | 0 | 0 | 0 | 0 | 0 | 0 | 0 | 0 | 0 | 0 | 0 | 0 | 0 | 0 | 0 | 0 | 0 | 0 | 0 | 0 | 0 | 0 | 0 | 0 | 0 | 0 | 0 | 0
Totals | 127.507 | 153.3274 | 8.0789 | 14.4946 | 35.6074 | 42.2696 | 51.6098 | 1.2671 | 0 | 0 | 0 | 0 | 0 | 0 | 0 | 0 | 0 | 0 | 0 | 0 | 0 | 0 | 0 | 0 | 0 | 0 | 0 | 0 | 0 | 0 | 0 | 0 | 0 | 0 | 0 | 0 | 0 | 0 | 0 | 0 | 0 | 0 | 0 | 0 | 0 | 0 | 0 | 0 | 0 | 0 | 0 | 0 | 0 | 0 | 0 | 0
Opex
Direct | 3.7286 | 22.4537 | 0 | 0 | 0 | 0 | 0.15094 | 0.20629 | 0.3243 | 0.21673 | 0.34072 | 0.23215 | 0.2334 | 0.23923 | 0.24522 | 0.40659 | 0.28356 | 0.29065 | 0.29792 | 0.30537 | 0.46478 | 0.32083 | 0.32885 | 0.33707 | 0.34549 | 0.52585 | 0.36298 | 0.37206 | 0.38136 | 0.39089 | 0.59495 | 0.41068 | 0.42095 | 0.43913 | 0.44226 | 0.67313 | 0.46465 | 0.47627 | 0.48817 | 0.50038 | 0.51289 | 0.52571 | 0.53885 | 0.55232 | 0.56613 | 0.58029 | 0.59479 | 0.60966 | 0.6249 | 0.64053 | 0.65654 | 0.67295 | 0.68978 | 0.70702 | 0.7247 | 0.74281
Indirect | 20.9748 | 126.3093 | 0 | 0 | 0 | 0 | 0.84911 | 1.1605 | 1.8243 | 1.2192 | 1.9167 | 1.3059 | 1.3129 | 1.3458 | 1.3794 | 2.2872 | 1.5951 | 1.635 | 1.6759 | 1.7178 | 2.6145 | 1.8047 | 1.8499 | 1.8961 | 1.9435 | 2.9581 | 2.0419 | 2.093 | 2.1453 | 2.1989 | 3.3468 | 2.3102 | 2.368 | 2.4702 | 2.4879 | 3.7866 | 2.6138 | 2.6792 | 2.7461 | 2.8148 | 2.8852 | 2.9573 | 3.0312 | 3.107 | 3.1847 | 3.2643 | 3.3459 | 3.4295 | 3.5153 | 3.6032 | 3.6932 | 3.7856 | 3.8802 | 3.9772 | 4.0767 | 4.1786
Induced | 7.411 | 44.6289 | 0 | 0 | 0 | 0 | 0.30002 | 0.41002 | 0.64458 | 0.43078 | 0.67721 | 0.46142 | 0.4639 | 0.4755 | 0.48739 | 0.80814 | 0.56361 | 0.5777 | 0.59214 | 0.60694 | 0.92379 | 0.63767 | 0.65361 | 0.66995 | 0.6867 | 1.0452 | 0.72147 | 0.7395 | 0.75799 | 0.77694 | 1.1825 | 0.81627 | 0.83668 | 0.87281 | 0.87904 | 1.3379 | 0.92354 | 0.94663 | 0.97029 | 0.99455 | 1.0194 | 1.0449 | 1.071 | 1.0978 | 1.1252 | 1.1534 | 1.1822 | 1.2118 | 1.2421 | 1.2731 | 1.3049 | 1.3376 | 1.371 | 1.4053 | 1.4404 | 1.4764
Totals | 32.1145 | 193.3919 | 0 | 0 | 0 | 0 | 1.3001 | 1.7768 | 2.7932 | 1.8667 | 2.9346 | 1.9995 | 2.0103 | 2.0605 | 2.112 | 3.5019 | 2.4423 | 2.5034 | 2.5659 | 2.6301 | 4.0031 | 2.7632 | 2.8323 | 2.9031 | 2.9757 | 4.5291 | 3.1264 | 3.2045 | 3.2846 | 3.3667 | 5.1243 | 3.5372 | 3.6256 | 3.7822 | 3.8092 | 5.7976 | 4.002 | 4.1021 | 4.2046 | 4.3097 | 4.4175 | 4.5279 | 4.6411 | 4.7571 | 4.876 | 4.9979 | 5.1229 | 5.251 | 5.3822 | 5.5168 | 5.6547 | 5.7961 | 5.941 | 6.0895 | 6.2418 | 6.3978
Treasury ML
Capex
Direct | 7.4847 | 10.2969 | 0 | 0 | 0.5462 | 0.9898 | 2.4083 | 2.842 | 3.4366 | 0.073904 | 0 | 0 | 0 | 0 | 0 | 0 | 0 | 0 | 0 | 0 | 0 | 0 | 0 | 0 | 0 | 0 | 0 | 0 | 0 | 0 | 0 | 0 | 0 | 0 | 0 | 0 | 0 | 0 | 0 | 0 | 0 | 0 | 0 | 0 | 0 | 0 | 0 | 0 | 0 | 0 | 0 | 0 | 0 | 0 | 0 | 0 | 0 | 0
Indirect | 2.5723 | 3.5387 | 0 | 0 | 0.18771 | 0.34017 | 0.82767 | 0.97672 | 1.1811 | 0.025399 | 0 | 0 | 0 | 0 | 0 | 0 | 0 | 0 | 0 | 0 | 0 | 0 | 0 | 0 | 0 | 0 | 0 | 0 | 0 | 0 | 0 | 0 | 0 | 0 | 0 | 0 | 0 | 0 | 0 | 0 | 0 | 0 | 0 | 0 | 0 | 0 | 0 | 0 | 0 | 0 | 0 | 0 | 0 | 0 | 0 | 0 | 0 | 0
Induced | 7.0886 | 9.752 | 0 | 0 | 0.51729 | 0.93742 | 2.2809 | 2.6916 | 3.2548 | 0.069993 | 0 | 0 | 0 | 0 | 0 | 0 | 0 | 0 | 0 | 0 | 0 | 0 | 0 | 0 | 0 | 0 | 0 | 0 | 0 | 0 | 0 | 0 | 0 | 0 | 0 | 0 | 0 | 0 | 0 | 0 | 0 | 0 | 0 | 0 | 0 | 0 | 0 | 0 | 0 | 0 | 0 | 0 | 0 | 0 | 0 | 0 | 0 | 0
Totals | 17.1455 | 23.5876 | 0 | 0 | 1.2512 | 2.2674 | 5.5169 | 6.5104 | 7.8725 | 0.1693 | 0 | 0 | 0 | 0 | 0 | 0 | 0 | 0 | 0 | 0 | 0 | 0 | 0 | 0 | 0 | 0 | 0 | 0 | 0 | 0 | 0 | 0 | 0 | 0 | 0 | 0 | 0 | 0 | 0 | 0 | 0 | 0 | 0 | 0 | 0 | 0 | 0 | 0 | 0 | 0 | 0 | 0 | 0 | 0 | 0 | 0 | 0 | 0
Opex
Direct | 0.3535 | 2.6378 | 0 | 0 | 0 | 0 | 0 | 0 | 0 | 0 | 0.018972 | 0.025929 | 0.040762 | 0.027242 | 0.042825 | 0.029179 | 0.029336 | 0.03007 | 0.030821 | 0.051105 | 0.035641 | 0.036532 | 0.037446 | 0.038382 | 0.058418 | 0.040325 | 0.041333 | 0.042366 | 0.043426 | 0.066095 | 0.045624 | 0.046765 | 0.047934 | 0.049132 | 0.07478 | 0.051619 | 0.05291 | 0.055194 | 0.055588 | 0.084607 | 0.058403 | 0.059863 | 0.061359 | 0.062893 | 0.064465 | 0.066077 | 0.067729 | 0.069422 | 0.071158 | 0.072937 | 0.07476 | 0.076629 | 0.078545 | 0.080508 | 0.082521 | 0.084584 | 0.086699 | 0.088866
Indirect | 0.41559 | 3.1011 | 0 | 0 | 0 | 0 | 0 | 0 | 0 | 0 | 0.022305 | 0.030483 | 0.047921 | 0.032026 | 0.050347 | 0.034304 | 0.034489 | 0.035351 | 0.036235 | 0.060081 | 0.041901 | 0.042949 | 0.044023 | 0.045123 | 0.068679 | 0.047408 | 0.048593 | 0.049808 | 0.051053 | 0.077704 | 0.053637 | 0.054978 | 0.056353 | 0.057761 | 0.087915 | 0.060686 | 0.062203 | 0.064889 | 0.065352 | 0.099467 | 0.06866 | 0.070377 | 0.072136 | 0.07394 | 0.075788 | 0.077683 | 0.079625 | 0.081615 | 0.083656 | 0.085747 | 0.087891 | 0.090088 | 0.09234 | 0.094649 | 0.097015 | 0.099441 | 0.10193 | 0.10447
Induced | 1.6456 | 12.279 | 0 | 0 | 0 | 0 | 0 | 0 | 0 | 0 | 0.088318 | 0.1207 | 0.18975 | 0.12681 | 0.19936 | 0.13583 | 0.13656 | 0.13998 | 0.14348 | 0.2379 | 0.16591 | 0.17006 | 0.17431 | 0.17867 | 0.27194 | 0.18772 | 0.19241 | 0.19722 | 0.20215 | 0.30768 | 0.21238 | 0.21769 | 0.22313 | 0.22871 | 0.34811 | 0.24029 | 0.2463 | 0.25693 | 0.25877 | 0.39385 | 0.27187 | 0.27866 | 0.28563 | 0.29277 | 0.30009 | 0.30759 | 0.31528 | 0.32316 | 0.33124 | 0.33953 | 0.34801 | 0.35671 | 0.36563 | 0.37477 | 0.38414 | 0.39375 | 0.40359 | 0.41368
Totals | 2.4147 | 18.0179 | 0 | 0 | 0 | 0 | 0 | 0 | 0 | 0 | 0.1296 | 0.17711 | 0.27843 | 0.18608 | 0.29253 | 0.19932 | 0.20039 | 0.2054 | 0.21053 | 0.34908 | 0.24346 | 0.24954 | 0.25578 | 0.26217 | 0.39904 | 0.27545 | 0.28233 | 0.28939 | 0.29663 | 0.45147 | 0.31164 | 0.31943 | 0.32742 | 0.33561 | 0.5108 | 0.3526 | 0.36141 | 0.37702 | 0.37971 | 0.57793 | 0.39893 | 0.4089 | 0.41913 | 0.4296 | 0.44034 | 0.45135 | 0.46264 | 0.4742 | 0.48606 | 0.49821 | 0.51066 | 0.52343 | 0.53652 | 0.54993 | 0.56368 | 0.57777 | 0.59221 | 0.60702
SCI Impacts by Component
MF Impacts ($ millions; nominal)
Capex
Direct | 562.8136 | 663.289 | 41.8835 | 137.1384 | 146.189 | 185.1833 | 106.3093 | 37.8762 | 8.7092 | 0 | 0 | 0 | 0 | 0 | 0 | 0 | 0 | 0 | 0 | 0 | 0 | 0 | 0 | 0 | 0 | 0 | 0 | 0 | 0 | 0 | 0 | 0 | 0 | 0 | 0 | 0 | 0 | 0 | 0 | 0 | 0 | 0 | 0 | 0 | 0 | 0 | 0 | 0 | 0 | 0 | 0 | 0 | 0 | 0 | 0 | 0 | 0 | 0
Indirect | 182.2611 | 214.799 | 13.5635 | 44.4108 | 47.3417 | 59.9696 | 34.4271 | 12.2658 | 2.8204 | 0 | 0 | 0 | 0 | 0 | 0 | 0 | 0 | 0 | 0 | 0 | 0 | 0 | 0 | 0 | 0 | 0 | 0 | 0 | 0 | 0 | 0 | 0 | 0 | 0 | 0 | 0 | 0 | 0 | 0 | 0 | 0 | 0 | 0 | 0 | 0 | 0 | 0 | 0 | 0 | 0 | 0 | 0 | 0 | 0 | 0 | 0 | 0 | 0
Induced | 223.5224 | 263.4264 | 16.6341 | 54.4648 | 58.0592 | 73.5459 | 42.2209 | 15.0426 | 3.4589 | 0 | 0 | 0 | 0 | 0 | 0 | 0 | 0 | 0 | 0 | 0 | 0 | 0 | 0 | 0 | 0 | 0 | 0 | 0 | 0 | 0 | 0 | 0 | 0 | 0 | 0 | 0 | 0 | 0 | 0 | 0 | 0 | 0 | 0 | 0 | 0 | 0 | 0 | 0 | 0 | 0 | 0 | 0 | 0 | 0 | 0 | 0 | 0 | 0
Totals | 968.5971 | 1141.5144 | 72.0812 | 236.014 | 251.5899 | 318.6989 | 182.9574 | 65.1846 | 14.9884 | 0 | 0 | 0 | 0 | 0 | 0 | 0 | 0 | 0 | 0 | 0 | 0 | 0 | 0 | 0 | 0 | 0 | 0 | 0 | 0 | 0 | 0 | 0 | 0 | 0 | 0 | 0 | 0 | 0 | 0 | 0 | 0 | 0 | 0 | 0 | 0 | 0 | 0 | 0 | 0 | 0 | 0 | 0 | 0 | 0 | 0 | 0
Opex
Direct | 44.867 | 312.5186 | 0 | 0 | 0 | 0 | 0 | 0 | 3.2058 | 3.286 | 3.3681 | 3.4523 | 3.5386 | 3.6271 | 3.7178 | 3.8107 | 3.906 | 4.0036 | 4.1037 | 4.2063 | 4.3115 | 4.4193 | 4.5298 | 4.643 | 4.7591 | 4.8781 | 5 | 5.125 | 5.2531 | 5.3845 | 5.5191 | 5.657 | 5.7985 | 5.9434 | 6.092 | 6.2443 | 6.4004 | 6.5604 | 6.7245 | 6.8926 | 7.0649 | 7.2415 | 7.4225 | 7.6081 | 7.7983 | 7.9933 | 8.1931 | 8.3979 | 8.6079 | 8.8231 | 9.0436 | 9.2697 | 9.5015 | 9.739 | 9.9825 | 10.2321 | 10.4879 | 10.75
Indirect | 32.9418 | 229.4547 | 0 | 0 | 0 | 0 | 0 | 0 | 2.3538 | 2.4126 | 2.4729 | 2.5347 | 2.5981 | 2.6631 | 2.7296 | 2.7979 | 2.8678 | 2.9395 | 3.013 | 3.0883 | 3.1655 | 3.2447 | 3.3258 | 3.4089 | 3.4942 | 3.5815 | 3.6711 | 3.7628 | 3.8569 | 3.9533 | 4.0522 | 4.1535 | 4.2573 | 4.3637 | 4.4728 | 4.5847 | 4.6993 | 4.8168 | 4.9372 | 5.0606 | 5.1871 | 5.3168 | 5.4497 | 5.586 | 5.7256 | 5.8687 | 6.0155 | 6.1658 | 6.32 | 6.478 | 6.6399 | 6.8059 | 6.9761 | 7.1505 | 7.3293 | 7.5125 | 7.7003 | 7.8928
Induced | 23.3426 | 162.592 | 0 | 0 | 0 | 0 | 0 | 0 | 1.6679 | 1.7096 | 1.7523 | 1.7961 | 1.841 | 1.8871 | 1.9342 | 1.9826 | 2.0321 | 2.083 | 2.135 | 2.1884 | 2.2431 | 2.2992 | 2.3567 | 2.4156 | 2.476 | 2.5379 | 2.6013 | 2.6664 | 2.733 | 2.8013 | 2.8714 | 2.9432 | 3.0167 | 3.0922 | 3.1695 | 3.2487 | 3.3299 | 3.4132 | 3.4985 | 3.5859 | 3.6756 | 3.7675 | 3.8617 | 3.9582 | 4.0572 | 4.1586 | 4.2626 | 4.3691 | 4.4784 | 4.5903 | 4.7051 | 4.8227 | 4.9433 | 5.0669 | 5.1935 | 5.3234 | 5.4564 | 5.5929
Totals | 101.1514 | 704.5653 | 0 | 0 | 0 | 0 | 0 | 0 | 7.2275 | 7.4082 | 7.5934 | 7.7832 | 7.9778 | 8.1772 | 8.3817 | 8.5912 | 8.806 | 9.0261 | 9.2518 | 9.4831 | 9.7201 | 9.9631 | 10.2122 | 10.4675 | 10.7292 | 10.9975 | 11.2724 | 11.5542 | 11.8431 | 12.1391 | 12.4426 | 12.7537 | 13.0725 | 13.3993 | 13.7343 | 14.0777 | 14.4296 | 14.7904 | 15.1601 | 15.5391 | 15.9276 | 16.3258 | 16.7339 | 17.1523 | 17.5811 | 18.0206 | 18.4711 | 18.9329 | 19.4062 | 19.8914 | 20.3887 | 20.8984 | 21.4208 | 21.9564 | 22.5053 | 23.0679 | 23.6446 | 24.2357
Treasury MF
Capex
Direct | 75.3439 | 88.7945 | 5.6069 | 18.3587 | 19.5703 | 24.7905 | 14.2316 | 5.0705 | 1.1659 | 0 | 0 | 0 | 0 | 0 | 0 | 0 | 0 | 0 | 0 | 0 | 0 | 0 | 0 | 0 | 0 | 0 | 0 | 0 | 0 | 0 | 0 | 0 | 0 | 0 | 0 | 0 | 0 | 0 | 0 | 0 | 0 | 0 | 0 | 0 | 0 | 0 | 0 | 0 | 0 | 0 | 0 | 0 | 0 | 0 | 0 | 0 | 0 | 0
Indirect | 14.3419 | 16.9022 | 1.0673 | 3.4946 | 3.7252 | 4.7189 | 2.709 | 0.96518 | 0.22193 | 0 | 0 | 0 | 0 | 0 | 0 | 0 | 0 | 0 | 0 | 0 | 0 | 0 | 0 | 0 | 0 | 0 | 0 | 0 | 0 | 0 | 0 | 0 | 0 | 0 | 0 | 0 | 0 | 0 | 0 | 0 | 0 | 0 | 0 | 0 | 0 | 0 | 0 | 0 | 0 | 0 | 0 | 0 | 0 | 0 | 0 | 0 | 0 | 0
Induced | 59.6112 | 70.2532 | 4.4362 | 14.5252 | 15.4838 | 19.614 | 11.2599 | 4.0117 | 0.92244 | 0 | 0 | 0 | 0 | 0 | 0 | 0 | 0 | 0 | 0 | 0 | 0 | 0 | 0 | 0 | 0 | 0 | 0 | 0 | 0 | 0 | 0 | 0 | 0 | 0 | 0 | 0 | 0 | 0 | 0 | 0 | 0 | 0 | 0 | 0 | 0 | 0 | 0 | 0 | 0 | 0 | 0 | 0 | 0 | 0 | 0 | 0 | 0 | 0
Totals | 149.2969 | 175.9499 | 11.1104 | 36.3786 | 38.7794 | 49.1234 | 28.2005 | 10.0474 | 2.3103 | 0 | 0 | 0 | 0 | 0 | 0 | 0 | 0 | 0 | 0 | 0 | 0 | 0 | 0 | 0 | 0 | 0 | 0 | 0 | 0 | 0 | 0 | 0 | 0 | 0 | 0 | 0 | 0 | 0 | 0 | 0 | 0 | 0 | 0 | 0 | 0 | 0 | 0 | 0 | 0 | 0 | 0 | 0 | 0 | 0 | 0 | 0 | 0 | 0
Opex
Direct | 6.0063 | 41.8369 | 0 | 0 | 0 | 0 | 0 | 0 | 0.42916 | 0.43989 | 0.45089 | 0.46216 | 0.47372 | 0.48556 | 0.4977 | 0.51014 | 0.5229 | 0.53597 | 0.54937 | 0.5631 | 0.57718 | 0.59161 | 0.6064 | 0.62156 | 0.6371 | 0.65303 | 0.66935 | 0.68608 | 0.70324 | 0.72082 | 0.73884 | 0.75731 | 0.77624 | 0.79565 | 0.81554 | 0.83593 | 0.85683 | 0.87825 | 0.9002 | 0.92271 | 0.94578 | 0.96942 | 0.99366 | 1.0185 | 1.044 | 1.0701 | 1.0968 | 1.1242 | 1.1523 | 1.1811 | 1.2107 | 1.2409 | 1.272 | 1.3038 | 1.3364 | 1.3698 | 1.404 | 1.4391
Indirect | 2.5921 | 18.0554 | 0 | 0 | 0 | 0 | 0 | 0 | 0.18521 | 0.18984 | 0.19459 | 0.19945 | 0.20444 | 0.20955 | 0.21479 | 0.22016 | 0.22567 | 0.23131 | 0.23709 | 0.24302 | 0.24909 | 0.25532 | 0.2617 | 0.26824 | 0.27495 | 0.28182 | 0.28887 | 0.29609 | 0.30349 | 0.31108 | 0.31886 | 0.32683 | 0.335 | 0.34338 | 0.35196 | 0.36076 | 0.36978 | 0.37902 | 0.3885 | 0.39821 | 0.40817 | 0.41837 | 0.42883 | 0.43955 | 0.45054 | 0.4618 | 0.47335 | 0.48518 | 0.49731 | 0.50974 | 0.52249 | 0.53555 | 0.54894 | 0.56266 | 0.57673 | 0.59115 | 0.60592 | 0.62107
Induced | 6.2252 | 43.3617 | 0 | 0 | 0 | 0 | 0 | 0 | 0.44481 | 0.45593 | 0.46732 | 0.47901 | 0.49098 | 0.50326 | 0.51584 | 0.52874 | 0.54195 | 0.5555 | 0.56939 | 0.58362 | 0.59822 | 0.61317 | 0.6285 | 0.64421 | 0.66032 | 0.67683 | 0.69375 | 0.71109 | 0.72887 | 0.74709 | 0.76577 | 0.78491 | 0.80453 | 0.82465 | 0.84526 | 0.86639 | 0.88805 | 0.91026 | 0.93301 | 0.95634 | 0.98025 | 1.0048 | 1.0299 | 1.0556 | 1.082 | 1.1091 | 1.1368 | 1.1652 | 1.1943 | 1.2242 | 1.2548 | 1.2862 | 1.3183 | 1.3513 | 1.3851 | 1.4197 | 1.4552 | 1.4916
Totals | 14.8237 | 103.254 | 0 | 0 | 0 | 0 | 0 | 0 | 1.0592 | 1.0857 | 1.1128 | 1.1406 | 1.1691 | 1.1984 | 1.2283 | 1.259 | 1.2905 | 1.3228 | 1.3558 | 1.3897 | 1.4245 | 1.4601 | 1.4966 | 1.534 | 1.5724 | 1.6117 | 1.652 | 1.6933 | 1.7356 | 1.779 | 1.8235 | 1.869 | 1.9158 | 1.9637 | 2.0128 | 2.0631 | 2.1147 | 2.1675 | 2.2217 | 2.2773 | 2.3342 | 2.3925 | 2.4524 | 2.5137 | 2.5765 | 2.6409 | 2.7069 | 2.7746 | 2.844 | 2.9151 | 2.988 | 3.0627 | 3.1392 | 3.2177 | 3.2981 | 3.3806 | 3.4651 | 3.5517
LIL Impacts ($ millions; nominal)
Capex
Direct | 324.979 | 393.9399 | 6.6585 | 34.2098 | 99.306 | 132.2028 | 101.8529 | 18.3838 | 1.3262 | 0 | 0 | 0 | 0 | 0 | 0 | 0 | 0 | 0 | 0 | 0 | 0 | 0 | 0 | 0 | 0 | 0 | 0 | 0 | 0 | 0 | 0 | 0 | 0 | 0 | 0 | 0 | 0 | 0 | 0 | 0 | 0 | 0 | 0 | 0 | 0 | 0 | 0 | 0 | 0 | 0 | 0 | 0 | 0 | 0 | 0 | 0 | 0 | 0
Indirect | 133.5157 | 161.8479 | 2.7356 | 14.0549 | 40.7993 | 54.3147 | 41.8457 | 7.5529 | 0.54485 | 0 | 0 | 0 | 0 | 0 | 0 | 0 | 0 | 0 | 0 | 0 | 0 | 0 | 0 | 0 | 0 | 0 | 0 | 0 | 0 | 0 | 0 | 0 | 0 | 0 | 0 | 0 | 0 | 0 | 0 | 0 | 0 | 0 | 0 | 0 | 0 | 0 | 0 | 0 | 0 | 0 | 0 | 0 | 0 | 0 | 0 | 0 | 0 | 0
Induced | 137.5484 | 166.7363 | 2.8182 | 14.4794 | 42.0316 | 55.9552 | 43.1096 | 7.781 | 0.56131 | 0 | 0 | 0 | 0 | 0 | 0 | 0 | 0 | 0 | 0 | 0 | 0 | 0 | 0 | 0 | 0 | 0 | 0 | 0 | 0 | 0 | 0 | 0 | 0 | 0 | 0 | 0 | 0 | 0 | 0 | 0 | 0 | 0 | 0 | 0 | 0 | 0 | 0 | 0 | 0 | 0 | 0 | 0 | 0 | 0 | 0 | 0 | 0 | 0
Totals | 596.043 | 722.5241 | 12.2123 | 62.7442 | 182.1368 | 242.4727 | 186.8081 | 33.7177 | 2.4323 | 0 | 0 | 0 | 0 | 0 | 0 | 0 | 0 | 0 | 0 | 0 | 0 | 0 | 0 | 0 | 0 | 0 | 0 | 0 | 0 | 0 | 0 | 0 | 0 | 0 | 0 | 0 | 0 | 0 | 0 | 0 | 0 | 0 | 0 | 0 | 0 | 0 | 0 | 0 | 0 | 0 | 0 | 0 | 0 | 0 | 0 | 0 | 0 | 0
Opex
Direct | 74.1024 | 506.1607 | 0 | 0 | 0 | 0 | 0 | 2.5202 | 5.1664 | 5.2955 | 5.4279 | 5.5636 | 5.7027 | 5.8453 | 5.9914 | 6.1412 | 6.2947 | 6.4521 | 6.6134 | 6.7787 | 6.9482 | 7.1219 | 7.3 | 7.4824 | 7.6695 | 7.8612 | 8.0578 | 8.2592 | 8.4657 | 8.6773 | 8.8943 | 9.1166 | 9.3446 | 9.5782 | 9.8176 | 10.0631 | 10.3146 | 10.5725 | 10.8368 | 11.1077 | 11.3854 | 11.6701 | 11.9618 | 12.2609 | 12.5674 | 12.8816 | 13.2036 | 13.5337 | 13.872 | 14.2188 | 14.5743 | 14.9387 | 15.3121 | 15.6949 | 16.0873 | 16.4895 | 16.9017 | 17.3243
Indirect | 59.7941 | 399.5636 | 0 | 0 | 0 | 0 | 0 | 2.2469 | 4.6061 | 4.7212 | 4.1049 | 4.9044 | 4.3127 | 5.1527 | 4.531 | 5.4135 | 4.7604 | 5.8171 | 5.0014 | 5.9755 | 5.2546 | 5.386 | 5.5206 | 5.6586 | 6.7607 | 5.9451 | 6.0937 | 6.4119 | 6.4022 | 7.6492 | 6.7263 | 6.8945 | 7.0669 | 7.2435 | 8.6543 | 7.6102 | 7.8005 | 8.2078 | 8.1954 | 9.7916 | 8.6103 | 8.8255 | 9.0462 | 9.2723 | 11.0783 | 9.7417 | 9.9853 | 10.5067 | 10.4908 | 12.534 | 11.0219 | 11.2974 | 11.5799 | 11.8694 | 14.1811 | 12.4702 | 12.782 | 13.4494
Induced | 40.1689 | 271.7173 | 0 | 0 | 0 | 0 | 0 | 1.4301 | 2.9317 | 3.005 | 2.8598 | 3.1404 | 3.0046 | 3.2994 | 3.1567 | 3.4664 | 3.3165 | 3.6808 | 3.4844 | 3.8263 | 3.6608 | 3.7524 | 3.8462 | 3.9423 | 4.3291 | 4.1419 | 4.2455 | 4.4013 | 4.4604 | 4.8979 | 4.6862 | 4.8033 | 4.9234 | 5.0465 | 5.5416 | 5.302 | 5.4345 | 5.6341 | 5.7097 | 6.2698 | 5.9987 | 6.1487 | 6.3024 | 6.46 | 7.0937 | 6.787 | 6.9567 | 7.2121 | 7.3088 | 8.0259 | 7.6789 | 7.8708 | 8.0676 | 8.2693 | 9.0805 | 8.6879 | 8.9051 | 9.2321
Totals | 174.0653 | 1177.4417 | 0 | 0 | 0 | 0 | 0 | 6.1972 | 12.7042 | 13.0218 | 12.3926 | 13.6084 | 13.02 | 14.2973 | 13.6792 | 15.0211 | 14.3717 | 15.95 | 15.0992 | 16.5805 | 15.8636 | 16.2602 | 16.6667 | 17.0834 | 18.7593 | 17.9482 | 18.397 | 19.0725 | 19.3283 | 21.2244 | 20.3068 | 20.8145 | 21.3348 | 21.8682 | 24.0135 | 22.9753 | 23.5497 | 24.4144 | 24.7419 | 27.1691 | 25.9944 | 26.6443 | 27.3104 | 27.9931 | 30.7393 | 29.4103 | 30.1455 | 31.2525 | 31.6717 | 34.7787 | 33.275 | 34.1069 | 34.9596 | 35.8336 | 39.3489 | 37.6477 | 38.5889 | 40.0058
Treasury LIL
Capex
Direct | 43.5049 | 52.7367 | 0.89137 | 4.5797 | 13.2941 | 17.698 | 13.635 | 2.461 | 0.17754 | 0 | 0 | 0 | 0 | 0 | 0 | 0 | 0 | 0 | 0 | 0 | 0 | 0 | 0 | 0 | 0 | 0 | 0 | 0 | 0 | 0 | 0 | 0 | 0 | 0 | 0 | 0 | 0 | 0 | 0 | 0 | 0 | 0 | 0 | 0 | 0 | 0 | 0 | 0 | 0 | 0 | 0 | 0 | 0 | 0 | 0 | 0 | 0 | 0
Indirect | 10.5061 | 12.7356 | 0.21526 | 1.106 | 3.2104 | 4.2739 | 3.2928 | 0.59432 | 0.042874 | 0 | 0 | 0 | 0 | 0 | 0 | 0 | 0 | 0 | 0 | 0 | 0 | 0 | 0 | 0 | 0 | 0 | 0 | 0 | 0 | 0 | 0 | 0 | 0 | 0 | 0 | 0 | 0 | 0 | 0 | 0 | 0 | 0 | 0 | 0 | 0 | 0 | 0 | 0 | 0 | 0 | 0 | 0 | 0 | 0 | 0 | 0 | 0 | 0
Induced | 36.6828 | 44.4669 | 0.75159 | 3.8615 | 11.2094 | 14.9227 | 11.4969 | 2.0751 | 0.1497 | 0 | 0 | 0 | 0 | 0 | 0 | 0 | 0 | 0 | 0 | 0 | 0 | 0 | 0 | 0 | 0 | 0 | 0 | 0 | 0 | 0 | 0 | 0 | 0 | 0 | 0 | 0 | 0 | 0 | 0 | 0 | 0 | 0 | 0 | 0 | 0 | 0 | 0 | 0 | 0 | 0 | 0 | 0 | 0 | 0 | 0 | 0 | 0 | 0
Totals | 90.6939 | 109.9392 | 1.8582 | 9.5471 | 27.7139 | 36.8946 | 28.4247 | 5.1305 | 0.3701 | 0 | 0 | 0 | 0 | 0 | 0 | 0 | 0 | 0 | 0 | 0 | 0 | 0 | 0 | 0 | 0 | 0 | 0 | 0 | 0 | 0 | 0 | 0 | 0 | 0 | 0 | 0 | 0 | 0 | 0 | 0 | 0 | 0 | 0 | 0 | 0 | 0 | 0 | 0 | 0 | 0 | 0 | 0 | 0 | 0 | 0 | 0 | 0 | 0
Opex
Direct | 9.9201 | 67.7597 | 0 | 0 | 0 | 0 | 0 | 0.33738 | 0.69162 | 0.70891 | 0.72664 | 0.7448 | 0.76342 | 0.78251 | 0.80207 | 0.82212 | 0.84267 | 0.86374 | 0.88534 | 0.90747 | 0.93016 | 0.95341 | 0.97724 | 1.0017 | 1.0267 | 1.0524 | 1.0787 | 1.1057 | 1.1333 | 1.1616 | 1.1907 | 1.2204 | 1.251 | 1.2822 | 1.3143 | 1.3471 | 1.3808 | 1.4153 | 1.4507 | 1.487 | 1.5242 | 1.5623 | 1.6013 | 1.6414 | 1.6824 | 1.7245 | 1.7676 | 1.8118 | 1.8571 | 1.9035 | 1.9511 | 1.9998 | 2.0498 | 2.1011 | 2.1536 | 2.2074 | 2.2626 | 2.3192
Indirect | 4.7051 | 31.4411 | 0 | 0 | 0 | 0 | 0 | 0.1768 | 0.36244 | 0.37151 | 0.32301 | 0.38592 | 0.33936 | 0.40545 | 0.35654 | 0.42598 | 0.37459 | 0.45774 | 0.39355 | 0.4702 | 0.41348 | 0.42381 | 0.43441 | 0.44527 | 0.53199 | 0.46781 | 0.47951 | 0.50454 | 0.50378 | 0.6019 | 0.52928 | 0.54252 | 0.55608 | 0.56998 | 0.68099 | 0.59884 | 0.61381 | 0.64586 | 0.64488 | 0.77048 | 0.67753 | 0.69447 | 0.71183 | 0.72962 | 0.87173 | 0.76656 | 0.78573 | 0.82675 | 0.8255 | 0.98628 | 0.86729 | 0.88898 | 0.9112 | 0.93398 | 1.1159 | 0.98126 | 1.0058 | 1.0583
Induced | 10.7127 | 72.4643 | 0 | 0 | 0 | 0 | 0 | 0.3814 | 0.78186 | 0.80141 | 0.76269 | 0.83751 | 0.8013 | 0.87991 | 0.84187 | 0.92446 | 0.88449 | 0.98162 | 0.92927 | 1.0204 | 0.97631 | 1.0007 | 1.0257 | 1.0514 | 1.1545 | 1.1046 | 1.1322 | 1.1738 | 1.1895 | 1.3062 | 1.2498 | 1.281 | 1.313 | 1.3459 | 1.4779 | 1.414 | 1.4493 | 1.5026 | 1.5227 | 1.6721 | 1.5998 | 1.6398 | 1.6808 | 1.7228 | 1.8918 | 1.81 | 1.8553 | 1.9234 | 1.9492 | 2.1404 | 2.0479 | 2.0991 | 2.1515 | 2.2053 | 2.4217 | 2.317 | 2.3749 | 2.4621
Totals | 25.3378 | 171.6651 | 0 | 0 | 0 | 0 | 0 | 0.89558 | 1.8359 | 1.8818 | 1.8123 | 1.9682 | 1.9041 | 2.0679 | 2.0005 | 2.1726 | 2.1018 | 2.3031 | 2.2082 | 2.3981 | 2.3199 | 2.3779 | 2.4374 | 2.4983 | 2.7132 | 2.6248 | 2.6904 | 2.784 | 2.8266 | 3.0698 | 2.9697 | 3.044 | 3.1201 | 3.1981 | 3.4732 | 3.36 | 3.444 | 3.5638 | 3.6183 | 3.9296 | 3.8015 | 3.8965 | 3.9939 | 4.0938 | 4.4459 | 4.301 | 4.4086 | 4.5619 | 4.6318 | 5.0302 | 4.8662 | 4.9879 | 5.1126 | 5.2404 | 5.6912 | 5.5057 | 5.6433 | 5.8396

## SCI DG3 Prelim
Expenditures
Capital Costs ($M) | 2012-67 | Average | Peak | 2012 | 2013 | 2014 | 2015 | 2016 | 2017 | 2018 | 2019 | 2020 | 2021 | 2022 | 2023 | 2024 | 2025 | 2026 | 2027 | 2028 | 2029 | 2030 | 2031 | 2032 | 2033 | 2034 | 2035 | 2036 | 2037 | 2038 | 2039 | 2040 | 2041 | 2042 | 2043 | 2044 | 2045 | 2046 | 2047 | 2048 | 2049 | 2050 | 2051 | 2052 | 2053 | 2054 | 2055 | 2056 | 2057 | 2058 | 2059 | 2060 | 2061 | 2062 | 2063 | 2064 | 2065 | 2066 | 2067
Muskrat Falls - Construction Capex ($M) | 3293.2562 | 470.4652 | 905.0915 | 218.5355 | 704.3592 | 733.1543 | 905.0915 | 512.2442 | 178.9191 | 40.9524 | 0 | 0 | 0 | 0 | 0 | 0 | 0 | 0 | 0 | 0 | 0 | 0 | 0 | 0 | 0 | 0 | 0 | 0 | 0 | 0 | 0 | 0 | 0 | 0 | 0 | 0 | 0 | 0 | 0 | 0 | 0 | 0 | 0 | 0 | 0 | 0 | 0 | 0 | 0 | 0 | 0 | 0 | 0 | 0 | 0 | 0 | 0 | 0 | 0
Island Link - Construction Capex ($M) | 2360.7838 | 337.2548 | 786.9145 | 42.3105 | 213.9845 | 606.5303 | 786.9145 | 597.6895 | 105.76 | 7.5945 | 0 | 0 | 0 | 0 | 0 | 0 | 0 | 0 | 0 | 0 | 0 | 0 | 0 | 0 | 0 | 0 | 0 | 0 | 0 | 0 | 0 | 0 | 0 | 0 | 0 | 0 | 0 | 0 | 0 | 0 | 0 | 0 | 0 | 0 | 0 | 0 | 0 | 0 | 0 | 0 | 0 | 0 | 0 | 0 | 0 | 0 | 0 | 0 | 0
Maritime Link - Construction Capex ($M) | 1319 | 188.4286 | 433.623 | 73.5031 | 129.8119 | 311.3838 | 360.2415 | 433.623 | 10.4367 | 0 | 0 | 0 | 0 | 0 | 0 | 0 | 0 | 0 | 0 | 0 | 0 | 0 | 0 | 0 | 0 | 0 | 0 | 0 | 0 | 0 | 0 | 0 | 0 | 0 | 0 | 0 | 0 | 0 | 0 | 0 | 0 | 0 | 0 | 0 | 0 | 0 | 0 | 0 | 0 | 0 | 0 | 0 | 0 | 0 | 0 | 0 | 0 | 0 | 0
Capital - Sub total ($M) | 6973.0399 | 996.1486 | 2052.2475 | 334.3491 | 1048.1556 | 1651.0684 | 2052.2475 | 1543.5567 | 295.1157 | 48.5469 | 0 | 0 | 0 | 0 | 0 | 0 | 0 | 0 | 0 | 0 | 0 | 0 | 0 | 0 | 0 | 0 | 0 | 0 | 0 | 0 | 0 | 0 | 0 | 0 | 0 | 0 | 0 | 0 | 0 | 0 | 0 | 0 | 0 | 0 | 0 | 0 | 0 | 0 | 0 | 0 | 0 | 0 | 0 | 0 | 0 | 0 | 0 | 0 | 0
Operating Costs ($M) | 2012-67 | Average | Peak | 2012 | 2013 | 2014 | 2015 | 2016 | 2017 | 2018 | 2019 | 2020 | 2021 | 2022 | 2023 | 2024 | 2025 | 2026 | 2027 | 2028 | 2029 | 2030 | 2031 | 2032 | 2033 | 2034 | 2035 | 2036 | 2037 | 2038 | 2039 | 2040 | 2041 | 2042 | 2043 | 2044 | 2045 | 2046 | 2047 | 2048 | 2049 | 2050 | 2051 | 2052 | 2053 | 2054 | 2055 | 2056 | 2057 | 2058 | 2059 | 2060 | 2061 | 2062 | 2063 | 2064 | 2065 | 2066 | 2067
Muskrat Falls - Opex ($M) | 424.6692 | 8.4934 | 8.4934 | [5 empty] | 0 | 8.4934 | 8.4934 | 8.4934 | 8.4934 | 8.4934 | 8.4934 | 8.4934 | 8.4934 | 8.4934 | 8.4934 | 8.4934 | 8.4934 | 8.4934 | 8.4934 | 8.4934 | 8.4934 | 8.4934 | 8.4934 | 8.4934 | 8.4934 | 8.4934 | 8.4934 | 8.4934 | 8.4934 | 8.4934 | 8.4934 | 8.4934 | 8.4934 | 8.4934 | 8.4934 | 8.4934 | 8.4934 | 8.4934 | 8.4934 | 8.4934 | 8.4934 | 8.4934 | 8.4934 | 8.4934 | 8.4934 | 8.4934 | 8.4934 | 8.4934 | 8.4934 | 8.4934 | 8.4934 | 8.4934 | 8.4934 | 8.4934 | 8.4934
Island Link - Opex ($M) | 757.8065 | 14.859 | 16.0706 | [5 empty] | 7.9853 | 15.9706 | 15.9706 | 14.6231 | 15.8706 | 14.6231 | 15.8706 | 14.6231 | 15.8706 | 14.6231 | 16.0706 | 14.6231 | 15.8706 | 14.6231 | 14.6231 | 14.6231 | 14.6231 | 15.8706 | 14.6231 | 14.6231 | 14.8231 | 14.6231 | 15.8706 | 14.6231 | 14.6231 | 14.6231 | 14.6231 | 15.8706 | 14.6231 | 14.6231 | 14.8231 | 14.6231 | 15.8706 | 14.6231 | 14.6231 | 14.6231 | 14.6231 | 15.8706 | 14.6231 | 14.6231 | 14.8231 | 14.6231 | 15.8706 | 14.6231 | 14.6231 | 14.6231 | 14.6231 | 15.8706 | 14.6231 | 14.6231 | 14.8231
Maritime Link - Opex ($M) | 599.558 | 11.9912 | 17.0018 | [5 empty] | 0 | 7.8019 | 10.4026 | 15.9546 | 10.4026 | 15.9546 | 10.6056 | 10.4026 | 10.4026 | 10.4026 | 16.8278 | 11.4497 | 11.4497 | 11.4497 | 11.4497 | 17.0018 | 11.4497 | 11.4497 | 11.4497 | 11.4497 | 17.0018 | 11.4497 | 11.4497 | 11.4497 | 11.4497 | 17.0018 | 11.4497 | 11.4497 | 11.6528 | 11.4497 | 17.0018 | 11.4497 | 11.4497 | 11.4497 | 11.4497 | 11.4497 | 11.4497 | 11.4497 | 11.4497 | 11.4497 | 11.4497 | 11.4497 | 11.4497 | 11.4497 | 11.4497 | 11.4497 | 11.4497 | 11.4497 | 11.4497 | 11.4497 | 11.4497
Operations - Sub total ($M) | 1782.0338 | 34.9418 | 41.3918 | [5 empty] | 7.9853 | 32.266 | 34.8666 | 39.0711 | 34.7666 | 39.0711 | 34.9697 | 33.5191 | 34.7666 | 33.5191 | 41.3918 | 34.5662 | 35.8137 | 34.5662 | 34.5662 | 40.1183 | 34.5662 | 35.8137 | 34.5662 | 34.5662 | 40.3183 | 34.5662 | 35.8137 | 34.5662 | 34.5662 | 40.1183 | 34.5662 | 35.8137 | 34.7693 | 34.5662 | 40.3183 | 34.5662 | 35.8137 | 34.5662 | 34.5662 | 34.5662 | 34.5662 | 35.8137 | 34.5662 | 34.5662 | 34.7662 | 34.5662 | 35.8137 | 34.5662 | 34.5662 | 34.5662 | 34.5662 | 35.8137 | 34.5662 | 34.5662 | 34.7662
Employment (PY)
Project Direct Employment (PY)
Capital Costs (PY) | 2012-67 | Average | Peak | 2012 | 2013 | 2014 | 2015 | 2016 | 2017 | 2018 | 2019 | 2020 | 2021 | 2022 | 2023 | 2024 | 2025 | 2026 | 2027 | 2028 | 2029 | 2030 | 2031 | 2032 | 2033 | 2034 | 2035 | 2036 | 2037 | 2038 | 2039 | 2040 | 2041 | 2042 | 2043 | 2044 | 2045 | 2046 | 2047 | 2048 | 2049 | 2050 | 2051 | 2052 | 2053 | 2054 | 2055 | 2056 | 2057 | 2058 | 2059 | 2060 | 2061 | 2062 | 2063 | 2064 | 2065 | 2066 | 2067
Muskrat Falls - Construction Capex (PY) | 6215.8697 | 887.9814 | 1708.3187 | 412.4757 | 1329.4456 | 1383.795 | 1708.3187 | 966.8375 | 337.7015 | 77.2957 | 0 | 0 | 0 | 0 | 0 | 0 | 0 | 0 | 0 | 0 | 0 | 0 | 0 | 0 | 0 | 0 | 0 | 0 | 0 | 0 | 0 | 0 | 0 | 0 | 0 | 0 | 0 | 0 | 0 | 0 | 0 | 0 | 0 | 0 | 0 | 0 | 0 | 0 | 0 | 0 | 0 | 0 | 0 | 0 | 0 | 0 | 0 | 0 | 0
Island Link - Construction Capex (PY) | 2971.6331 | 424.519 | 990.5274 | 53.2583 | 269.3526 | 763.4691 | 990.5274 | 752.3408 | 133.1252 | 9.5596 | 0 | 0 | 0 | 0 | 0 | 0 | 0 | 0 | 0 | 0 | 0 | 0 | 0 | 0 | 0 | 0 | 0 | 0 | 0 | 0 | 0 | 0 | 0 | 0 | 0 | 0 | 0 | 0 | 0 | 0 | 0 | 0 | 0 | 0 | 0 | 0 | 0 | 0 | 0 | 0 | 0 | 0 | 0 | 0 | 0 | 0 | 0 | 0 | 0
Maritime Link - Construction Capex (PY) | 1341.5501 | 191.65 | 441.0364 | 74.7597 | 132.0312 | 316.7073 | 366.4003 | 441.0364 | 10.6151 | 0 | 0 | 0 | 0 | 0 | 0 | 0 | 0 | 0 | 0 | 0 | 0 | 0 | 0 | 0 | 0 | 0 | 0 | 0 | 0 | 0 | 0 | 0 | 0 | 0 | 0 | 0 | 0 | 0 | 0 | 0 | 0 | 0 | 0 | 0 | 0 | 0 | 0 | 0 | 0 | 0 | 0 | 0 | 0 | 0 | 0 | 0 | 0 | 0 | 0
Capital - Sub total (PY) | 10529.0529 | 1504.1504 | 3065.2464 | 540.4937 | 1730.8295 | 2463.9714 | 3065.2464 | 2160.2146 | 481.4419 | 86.8553 | 0 | 0 | 0 | 0 | 0 | 0 | 0 | 0 | 0 | 0 | 0 | 0 | 0 | 0 | 0 | 0 | 0 | 0 | 0 | 0 | 0 | 0 | 0 | 0 | 0 | 0 | 0 | 0 | 0 | 0 | 0 | 0 | 0 | 0 | 0 | 0 | 0 | 0 | 0 | 0 | 0 | 0 | 0 | 0 | 0 | 0 | 0 | 0 | 0
Operating Costs (PY)) | 2012-67 | Average | Peak | 2012 | 2013 | 2014 | 2015 | 2016 | 2017 | 2018 | 2019 | 2020 | 2021 | 2022 | 2023 | 2024 | 2025 | 2026 | 2027 | 2028 | 2029 | 2030 | 2031 | 2032 | 2033 | 2034 | 2035 | 2036 | 2037 | 2038 | 2039 | 2040 | 2041 | 2042 | 2043 | 2044 | 2045 | 2046 | 2047 | 2048 | 2049 | 2050 | 2051 | 2052 | 2053 | 2054 | 2055 | 2056 | 2057 | 2058 | 2059 | 2060 | 2061 | 2062 | 2063 | 2064 | 2065 | 2066 | 2067
Muskrat Falls - Opex (PY) | 1445.3987 | 28.908 | 28.908 | 0 | 0 | 0 | 0 | 0 | 0 | 28.908 | 28.908 | 28.908 | 28.908 | 28.908 | 28.908 | 28.908 | 28.908 | 28.908 | 28.908 | 28.908 | 28.908 | 28.908 | 28.908 | 28.908 | 28.908 | 28.908 | 28.908 | 28.908 | 28.908 | 28.908 | 28.908 | 28.908 | 28.908 | 28.908 | 28.908 | 28.908 | 28.908 | 28.908 | 28.908 | 28.908 | 28.908 | 28.908 | 28.908 | 28.908 | 28.908 | 28.908 | 28.908 | 28.908 | 28.908 | 28.908 | 28.908 | 28.908 | 28.908 | 28.908 | 28.908 | 28.908 | 28.908 | 28.908 | 28.908
Island Link - Opex (PY) | 2524.604 | 49.502 | 49.9922 | 0 | 0 | 0 | 0 | 0 | 24.9961 | 49.9922 | 49.9922 | 49.9922 | 49.9922 | 49.9922 | 49.9922 | 49.9922 | 49.9922 | 49.9922 | 49.9922 | 49.9922 | 49.9922 | 49.9922 | 49.9922 | 49.9922 | 49.9922 | 49.9922 | 49.9922 | 49.9922 | 49.9922 | 49.9922 | 49.9922 | 49.9922 | 49.9922 | 49.9922 | 49.9922 | 49.9922 | 49.9922 | 49.9922 | 49.9922 | 49.9922 | 49.9922 | 49.9922 | 49.9922 | 49.9922 | 49.9922 | 49.9922 | 49.9922 | 49.9922 | 49.9922 | 49.9922 | 49.9922 | 49.9922 | 49.9922 | 49.9922 | 49.9922 | 49.9922 | 49.9922 | 49.9922 | 49.9922
Maritime Link - Opex (PY) | 536.7681 | 10.7354 | 15.2212 | 0 | 0 | 0 | 0 | 0 | 0 | 6.9849 | 9.3132 | 14.2837 | 9.3132 | 14.2837 | 9.4949 | 9.3132 | 9.3132 | 9.3132 | 15.0655 | 10.2506 | 10.2506 | 10.2506 | 10.2506 | 15.2212 | 10.2506 | 10.2506 | 10.2506 | 10.2506 | 15.2212 | 10.2506 | 10.2506 | 10.2506 | 10.2506 | 15.2212 | 10.2506 | 10.2506 | 10.4324 | 10.2506 | 15.2212 | 10.2506 | 10.2506 | 10.2506 | 10.2506 | 10.2506 | 10.2506 | 10.2506 | 10.2506 | 10.2506 | 10.2506 | 10.2506 | 10.2506 | 10.2506 | 10.2506 | 10.2506 | 10.2506 | 10.2506 | 10.2506 | 10.2506 | 10.2506
Operations - Sub total (PY) | 4506.7708 | 88.3681 | 94.1214 | 0 | 0 | 0 | 0 | 0 | 24.9961 | 85.885 | 88.2133 | 93.1839 | 88.2133 | 93.1839 | 88.3951 | 88.2133 | 88.2133 | 88.2133 | 93.9656 | 89.1508 | 89.1508 | 89.1508 | 89.1508 | 94.1214 | 89.1508 | 89.1508 | 89.1508 | 89.1508 | 94.1214 | 89.1508 | 89.1508 | 89.1508 | 89.1508 | 94.1214 | 89.1508 | 89.1508 | 89.3326 | 89.1508 | 94.1214 | 89.1508 | 89.1508 | 89.1508 | 89.1508 | 89.1508 | 89.1508 | 89.1508 | 89.1508 | 89.1508 | 89.1508 | 89.1508 | 89.1508 | 89.1508 | 89.1508 | 89.1508 | 89.1508 | 89.1508 | 89.1508 | 89.1508 | 89.1508
Employment (M PH)
Project Direct Employment (M PH)
Capital Costs (M PH) | 2012-67 | Average | Peak | 2012 | 2013 | 2014 | 2015 | 2016 | 2017 | 2018 | 2019 | 2020 | 2021 | 2022 | 2023 | 2024 | 2025 | 2026 | 2027 | 2028 | 2029 | 2030 | 2031 | 2032 | 2033 | 2034 | 2035 | 2036 | 2037 | 2038 | 2039 | 2040 | 2041 | 2042 | 2043 | 2044 | 2045 | 2046 | 2047 | 2048 | 2049 | 2050 | 2051 | 2052 | 2053 | 2054 | 2055 | 2056 | 2057 | 2058 | 2059 | 2060 | 2061 | 2062 | 2063 | 2064 | 2065 | 2066 | 2067
Muskrat Falls - Construction Capex (M PH) | 12.4317 | 1.776 | 3.4166 | 0.82495 | 2.6589 | 2.7676 | 3.4166 | 1.9337 | 0.6754 | 0.15459 | 0 | 0 | 0 | 0 | 0 | 0 | 0 | 0 | 0 | 0 | 0 | 0 | 0 | 0 | 0 | 0 | 0 | 0 | 0 | 0 | 0 | 0 | 0 | 0 | 0 | 0 | 0 | 0 | 0 | 0 | 0 | 0 | 0 | 0 | 0 | 0 | 0 | 0 | 0 | 0 | 0 | 0 | 0 | 0 | 0 | 0 | 0 | 0 | 0
Island Link - Construction Capex (M PH) | 5.9433 | 0.84904 | 1.9811 | 0.10652 | 0.53871 | 1.5269 | 1.9811 | 1.5047 | 0.26625 | 0.019119 | 0 | 0 | 0 | 0 | 0 | 0 | 0 | 0 | 0 | 0 | 0 | 0 | 0 | 0 | 0 | 0 | 0 | 0 | 0 | 0 | 0 | 0 | 0 | 0 | 0 | 0 | 0 | 0 | 0 | 0 | 0 | 0 | 0 | 0 | 0 | 0 | 0 | 0 | 0 | 0 | 0 | 0 | 0 | 0 | 0 | 0 | 0 | 0 | 0
Maritime Link - Construction Capex (M PH) | 2.6831 | 0.3833 | 0.88207 | 0.14952 | 0.26406 | 0.63341 | 0.7328 | 0.88207 | 0.02123 | 0 | 0 | 0 | 0 | 0 | 0 | 0 | 0 | 0 | 0 | 0 | 0 | 0 | 0 | 0 | 0 | 0 | 0 | 0 | 0 | 0 | 0 | 0 | 0 | 0 | 0 | 0 | 0 | 0 | 0 | 0 | 0 | 0 | 0 | 0 | 0 | 0 | 0 | 0 | 0 | 0 | 0 | 0 | 0 | 0 | 0 | 0 | 0 | 0 | 0
Capital - Sub total (PH) | 21.0581 | 3.0083 | 6.1305 | 1.081 | 3.4617 | 4.9279 | 6.1305 | 4.3204 | 0.96288 | 0.17371 | 0 | 0 | 0 | 0 | 0 | 0 | 0 | 0 | 0 | 0 | 0 | 0 | 0 | 0 | 0 | 0 | 0 | 0 | 0 | 0 | 0 | 0 | 0 | 0 | 0 | 0 | 0 | 0 | 0 | 0 | 0 | 0 | 0 | 0 | 0 | 0 | 0 | 0 | 0 | 0 | 0 | 0 | 0 | 0 | 0 | 0 | 0 | 0 | 0
Operating Costs (PH)) | 2012-67 | Average | Peak | 2012 | 2013 | 2014 | 2015 | 2016 | 2017 | 2018 | 2019 | 2020 | 2021 | 2022 | 2023 | 2024 | 2025 | 2026 | 2027 | 2028 | 2029 | 2030 | 2031 | 2032 | 2033 | 2034 | 2035 | 2036 | 2037 | 2038 | 2039 | 2040 | 2041 | 2042 | 2043 | 2044 | 2045 | 2046 | 2047 | 2048 | 2049 | 2050 | 2051 | 2052 | 2053 | 2054 | 2055 | 2056 | 2057 | 2058 | 2059 | 2060 | 2061 | 2062 | 2063 | 2064 | 2065 | 2066 | 2067
Muskrat Falls - Opex (PH) | 2.8908 | 0.057816 | 0.057816 | 0 | 0 | 0 | 0 | 0 | 0 | 0.057816 | 0.057816 | 0.057816 | 0.057816 | 0.057816 | 0.057816 | 0.057816 | 0.057816 | 0.057816 | 0.057816 | 0.057816 | 0.057816 | 0.057816 | 0.057816 | 0.057816 | 0.057816 | 0.057816 | 0.057816 | 0.057816 | 0.057816 | 0.057816 | 0.057816 | 0.057816 | 0.057816 | 0.057816 | 0.057816 | 0.057816 | 0.057816 | 0.057816 | 0.057816 | 0.057816 | 0.057816 | 0.057816 | 0.057816 | 0.057816 | 0.057816 | 0.057816 | 0.057816 | 0.057816 | 0.057816 | 0.057816 | 0.057816 | 0.057816 | 0.057816 | 0.057816 | 0.057816 | 0.057816 | 0.057816 | 0.057816 | 0.057816
Island Link - Opex (PH) | 5.0492 | 0.099004 | 0.099984 | 0 | 0 | 0 | 0 | 0 | 0.049992 | 0.099984 | 0.099984 | 0.099984 | 0.099984 | 0.099984 | 0.099984 | 0.099984 | 0.099984 | 0.099984 | 0.099984 | 0.099984 | 0.099984 | 0.099984 | 0.099984 | 0.099984 | 0.099984 | 0.099984 | 0.099984 | 0.099984 | 0.099984 | 0.099984 | 0.099984 | 0.099984 | 0.099984 | 0.099984 | 0.099984 | 0.099984 | 0.099984 | 0.099984 | 0.099984 | 0.099984 | 0.099984 | 0.099984 | 0.099984 | 0.099984 | 0.099984 | 0.099984 | 0.099984 | 0.099984 | 0.099984 | 0.099984 | 0.099984 | 0.099984 | 0.099984 | 0.099984 | 0.099984 | 0.099984 | 0.099984 | 0.099984 | 0.099984
Maritime Link - Opex (PH) | 1.0735 | 0.021471 | 0.030442 | 0 | 0 | 0 | 0 | 0 | 0 | 0.01397 | 0.018626 | 0.028567 | 0.018626 | 0.028567 | 0.01899 | 0.018626 | 0.018626 | 0.018626 | 0.030131 | 0.020501 | 0.020501 | 0.020501 | 0.020501 | 0.030442 | 0.020501 | 0.020501 | 0.020501 | 0.020501 | 0.030442 | 0.020501 | 0.020501 | 0.020501 | 0.020501 | 0.030442 | 0.020501 | 0.020501 | 0.020865 | 0.020501 | 0.030442 | 0.020501 | 0.020501 | 0.020501 | 0.020501 | 0.020501 | 0.020501 | 0.020501 | 0.020501 | 0.020501 | 0.020501 | 0.020501 | 0.020501 | 0.020501 | 0.020501 | 0.020501 | 0.020501 | 0.020501 | 0.020501 | 0.020501 | 0.020501
Operations - Sub total (PH) | 9.0135 | 0.17674 | 0.18824 | 0 | 0 | 0 | 0 | 0 | 0.049992 | 0.17177 | 0.17643 | 0.18637 | 0.17643 | 0.18637 | 0.17679 | 0.17643 | 0.17643 | 0.17643 | 0.18793 | 0.1783 | 0.1783 | 0.1783 | 0.1783 | 0.18824 | 0.1783 | 0.1783 | 0.1783 | 0.1783 | 0.18824 | 0.1783 | 0.1783 | 0.1783 | 0.1783 | 0.18824 | 0.1783 | 0.1783 | 0.17867 | 0.1783 | 0.18824 | 0.1783 | 0.1783 | 0.1783 | 0.1783 | 0.1783 | 0.1783 | 0.1783 | 0.1783 | 0.1783 | 0.1783 | 0.1783 | 0.1783 | 0.1783 | 0.1783 | 0.1783 | 0.1783 | 0.1783 | 0.1783 | 0.1783 | 0.1783
Employment (PY)
NL Direct Employment (PY)
Capital Costs (PY) | 2012-67 | Average | Peak | 2012 | 2013 | 2014 | 2015 | 2016 | 2017 | 2018 | 2019 | 2020 | 2021 | 2022 | 2023 | 2024 | 2025 | 2026 | 2027 | 2028 | 2029 | 2030 | 2031 | 2032 | 2033 | 2034 | 2035 | 2036 | 2037 | 2038 | 2039 | 2040 | 2041 | 2042 | 2043 | 2044 | 2045 | 2046 | 2047 | 2048 | 2049 | 2050 | 2051 | 2052 | 2053 | 2054 | 2055 | 2056 | 2057 | 2058 | 2059 | 2060 | 2061 | 2062 | 2063 | 2064 | 2065 | 2066 | 2067
Muskrat Falls - Construction Capex (PY) | 4052.7471 | 578.9639 | 1113.8238 | 268.9341 | 866.7986 | 902.2344 | 1113.8238 | 630.378 | 220.1814 | 50.3968 | 0 | 0 | 0 | 0 | 0 | 0 | 0 | 0 | 0 | 0 | 0 | 0 | 0 | 0 | 0 | 0 | 0 | 0 | 0 | 0 | 0 | 0 | 0 | 0 | 0 | 0 | 0 | 0 | 0 | 0 | 0 | 0 | 0 | 0 | 0 | 0 | 0 | 0 | 0 | 0 | 0 | 0 | 0 | 0 | 0 | 0 | 0 | 0 | 0
Island Link - Construction Capex (PY) | 2124.7176 | 303.5311 | 708.2271 | 38.0797 | 192.5871 | 545.8804 | 708.2271 | 537.9236 | 95.1845 | 6.8351 | 0 | 0 | 0 | 0 | 0 | 0 | 0 | 0 | 0 | 0 | 0 | 0 | 0 | 0 | 0 | 0 | 0 | 0 | 0 | 0 | 0 | 0 | 0 | 0 | 0 | 0 | 0 | 0 | 0 | 0 | 0 | 0 | 0 | 0 | 0 | 0 | 0 | 0 | 0 | 0 | 0 | 0 | 0 | 0 | 0 | 0 | 0 | 0 | 0
Maritime Link - Construction Capex (PY) | 402.465 | 57.495 | 132.3109 | 22.4279 | 39.6094 | 95.0122 | 109.9201 | 132.3109 | 3.1845 | 0 | 0 | 0 | 0 | 0 | 0 | 0 | 0 | 0 | 0 | 0 | 0 | 0 | 0 | 0 | 0 | 0 | 0 | 0 | 0 | 0 | 0 | 0 | 0 | 0 | 0 | 0 | 0 | 0 | 0 | 0 | 0 | 0 | 0 | 0 | 0 | 0 | 0 | 0 | 0 | 0 | 0 | 0 | 0 | 0 | 0 | 0 | 0 | 0 | 0
Capital - Sub total (PY) | 6579.9297 | 939.99 | 1931.971 | 329.4418 | 1098.9951 | 1543.127 | 1931.971 | 1300.6126 | 318.5505 | 57.2319 | 0 | 0 | 0 | 0 | 0 | 0 | 0 | 0 | 0 | 0 | 0 | 0 | 0 | 0 | 0 | 0 | 0 | 0 | 0 | 0 | 0 | 0 | 0 | 0 | 0 | 0 | 0 | 0 | 0 | 0 | 0 | 0 | 0 | 0 | 0 | 0 | 0 | 0 | 0 | 0 | 0 | 0 | 0 | 0 | 0 | 0 | 0 | 0 | 0
Operating Costs (PY)) | 2012-67 | Average | Peak | 2012 | 2013 | 2014 | 2015 | 2016 | 2017 | 2018 | 2019 | 2020 | 2021 | 2022 | 2023 | 2024 | 2025 | 2026 | 2027 | 2028 | 2029 | 2030 | 2031 | 2032 | 2033 | 2034 | 2035 | 2036 | 2037 | 2038 | 2039 | 2040 | 2041 | 2042 | 2043 | 2044 | 2045 | 2046 | 2047 | 2048 | 2049 | 2050 | 2051 | 2052 | 2053 | 2054 | 2055 | 2056 | 2057 | 2058 | 2059 | 2060 | 2061 | 2062 | 2063 | 2064 | 2065 | 2066 | 2067
Muskrat Falls - Opex (PY) | 1445.3987 | 28.908 | 28.908 | 0 | 0 | 0 | 0 | 0 | 0 | 28.908 | 28.908 | 28.908 | 28.908 | 28.908 | 28.908 | 28.908 | 28.908 | 28.908 | 28.908 | 28.908 | 28.908 | 28.908 | 28.908 | 28.908 | 28.908 | 28.908 | 28.908 | 28.908 | 28.908 | 28.908 | 28.908 | 28.908 | 28.908 | 28.908 | 28.908 | 28.908 | 28.908 | 28.908 | 28.908 | 28.908 | 28.908 | 28.908 | 28.908 | 28.908 | 28.908 | 28.908 | 28.908 | 28.908 | 28.908 | 28.908 | 28.908 | 28.908 | 28.908 | 28.908 | 28.908 | 28.908 | 28.908 | 28.908 | 28.908
Island Link - Opex (PY) | 2524.604 | 49.502 | 49.9922 | 0 | 0 | 0 | 0 | 0 | 24.9961 | 49.9922 | 49.9922 | 49.9922 | 49.9922 | 49.9922 | 49.9922 | 49.9922 | 49.9922 | 49.9922 | 49.9922 | 49.9922 | 49.9922 | 49.9922 | 49.9922 | 49.9922 | 49.9922 | 49.9922 | 49.9922 | 49.9922 | 49.9922 | 49.9922 | 49.9922 | 49.9922 | 49.9922 | 49.9922 | 49.9922 | 49.9922 | 49.9922 | 49.9922 | 49.9922 | 49.9922 | 49.9922 | 49.9922 | 49.9922 | 49.9922 | 49.9922 | 49.9922 | 49.9922 | 49.9922 | 49.9922 | 49.9922 | 49.9922 | 49.9922 | 49.9922 | 49.9922 | 49.9922 | 49.9922 | 49.9922 | 49.9922 | 49.9922
Maritime Link - Opex (PY) | 134.192 | 2.6838 | 3.8053 | 0 | 0 | 0 | 0 | 0 | 0 | 1.7462 | 2.3283 | 3.5709 | 2.3283 | 3.5709 | 2.3737 | 2.3283 | 2.3283 | 2.3283 | 3.7664 | 2.5627 | 2.5627 | 2.5627 | 2.5627 | 3.8053 | 2.5627 | 2.5627 | 2.5627 | 2.5627 | 3.8053 | 2.5627 | 2.5627 | 2.5627 | 2.5627 | 3.8053 | 2.5627 | 2.5627 | 2.6081 | 2.5627 | 3.8053 | 2.5627 | 2.5627 | 2.5627 | 2.5627 | 2.5627 | 2.5627 | 2.5627 | 2.5627 | 2.5627 | 2.5627 | 2.5627 | 2.5627 | 2.5627 | 2.5627 | 2.5627 | 2.5627 | 2.5627 | 2.5627 | 2.5627 | 2.5627
Operations - Sub total (PY) | 4104.1947 | 80.4744 | 82.7054 | 0 | 0 | 0 | 0 | 0 | 24.9961 | 80.6464 | 81.2284 | 82.4711 | 81.2284 | 82.4711 | 81.2739 | 81.2284 | 81.2284 | 81.2284 | 82.6665 | 81.4628 | 81.4628 | 81.4628 | 81.4628 | 82.7054 | 81.4628 | 81.4628 | 81.4628 | 81.4628 | 82.7054 | 81.4628 | 81.4628 | 81.4628 | 81.4628 | 82.7054 | 81.4628 | 81.4628 | 81.5082 | 81.4628 | 82.7054 | 81.4628 | 81.4628 | 81.4628 | 81.4628 | 81.4628 | 81.4628 | 81.4628 | 81.4628 | 81.4628 | 81.4628 | 81.4628 | 81.4628 | 81.4628 | 81.4628 | 81.4628 | 81.4628 | 81.4628 | 81.4628 | 81.4628 | 81.4628
NL Indirect Employment (PY)
Capital Costs (PY) | 2012-67 | Average | Peak | 2012 | 2013 | 2014 | 2015 | 2016 | 2017 | 2018 | 2019 | 2020 | 2021 | 2022 | 2023 | 2024 | 2025 | 2026 | 2027 | 2028 | 2029 | 2030 | 2031 | 2032 | 2033 | 2034 | 2035 | 2036 | 2037 | 2038 | 2039 | 2040 | 2041 | 2042 | 2043 | 2044 | 2045 | 2046 | 2047 | 2048 | 2049 | 2050 | 2051 | 2052 | 2053 | 2054 | 2055 | 2056 | 2057 | 2058 | 2059 | 2060 | 2061 | 2062 | 2063 | 2064 | 2065 | 2066 | 2067
Muskrat Falls - Construction Capex (PY) | 2786.6048 | 398.0864 | 765.8476 | 184.9149 | 595.997 | 620.3621 | 765.8476 | 433.438 | 151.3932 | 34.652 | 0 | 0 | 0 | 0 | 0 | 0 | 0 | 0 | 0 | 0 | 0 | 0 | 0 | 0 | 0 | 0 | 0 | 0 | 0 | 0 | 0 | 0 | 0 | 0 | 0 | 0 | 0 | 0 | 0 | 0 | 0 | 0 | 0 | 0 | 0 | 0 | 0 | 0 | 0 | 0 | 0 | 0 | 0 | 0 | 0 | 0 | 0 | 0 | 0
Island Link - Construction Capex (PY) | 2083.5807 | 297.6544 | 694.515 | 37.3424 | 188.8584 | 535.3115 | 694.515 | 527.5088 | 93.3417 | 6.7028 | 0 | 0 | 0 | 0 | 0 | 0 | 0 | 0 | 0 | 0 | 0 | 0 | 0 | 0 | 0 | 0 | 0 | 0 | 0 | 0 | 0 | 0 | 0 | 0 | 0 | 0 | 0 | 0 | 0 | 0 | 0 | 0 | 0 | 0 | 0 | 0 | 0 | 0 | 0 | 0 | 0 | 0 | 0 | 0 | 0 | 0 | 0 | 0 | 0
Maritime Link - Construction Capex (PY) | 559.3417 | 79.906 | 183.8843 | 31.1701 | 55.0487 | 132.047 | 152.7658 | 183.8843 | 4.4258 | 0 | 0 | 0 | 0 | 0 | 0 | 0 | 0 | 0 | 0 | 0 | 0 | 0 | 0 | 0 | 0 | 0 | 0 | 0 | 0 | 0 | 0 | 0 | 0 | 0 | 0 | 0 | 0 | 0 | 0 | 0 | 0 | 0 | 0 | 0 | 0 | 0 | 0 | 0 | 0 | 0 | 0 | 0 | 0 | 0 | 0 | 0 | 0 | 0 | 0
Capital - Sub total (PY) | 5429.5273 | 775.6468 | 1613.1285 | 253.4274 | 839.9041 | 1287.7206 | 1613.1285 | 1144.8311 | 249.1607 | 41.3548 | 0 | 0 | 0 | 0 | 0 | 0 | 0 | 0 | 0 | 0 | 0 | 0 | 0 | 0 | 0 | 0 | 0 | 0 | 0 | 0 | 0 | 0 | 0 | 0 | 0 | 0 | 0 | 0 | 0 | 0 | 0 | 0 | 0 | 0 | 0 | 0 | 0 | 0 | 0 | 0 | 0 | 0 | 0 | 0 | 0 | 0 | 0 | 0 | 0
Operating Costs (PY)) | 2012-67 | Average | Peak | 2012 | 2013 | 2014 | 2015 | 2016 | 2017 | 2018 | 2019 | 2020 | 2021 | 2022 | 2023 | 2024 | 2025 | 2026 | 2027 | 2028 | 2029 | 2030 | 2031 | 2032 | 2033 | 2034 | 2035 | 2036 | 2037 | 2038 | 2039 | 2040 | 2041 | 2042 | 2043 | 2044 | 2045 | 2046 | 2047 | 2048 | 2049 | 2050 | 2051 | 2052 | 2053 | 2054 | 2055 | 2056 | 2057 | 2058 | 2059 | 2060 | 2061 | 2062 | 2063 | 2064 | 2065 | 2066 | 2067
Muskrat Falls - Opex (PY) | 1364.6601 | 27.2932 | 27.2932 | 0 | 0 | 0 | 0 | 0 | 0 | 27.2932 | 27.2932 | 27.2932 | 27.2932 | 27.2932 | 27.2932 | 27.2932 | 27.2932 | 27.2932 | 27.2932 | 27.2932 | 27.2932 | 27.2932 | 27.2932 | 27.2932 | 27.2932 | 27.2932 | 27.2932 | 27.2932 | 27.2932 | 27.2932 | 27.2932 | 27.2932 | 27.2932 | 27.2932 | 27.2932 | 27.2932 | 27.2932 | 27.2932 | 27.2932 | 27.2932 | 27.2932 | 27.2932 | 27.2932 | 27.2932 | 27.2932 | 27.2932 | 27.2932 | 27.2932 | 27.2932 | 27.2932 | 27.2932 | 27.2932 | 27.2932 | 27.2932 | 27.2932 | 27.2932 | 27.2932 | 27.2932 | 27.2932
Island Link - Opex (PY) | 2404.4038 | 47.1452 | 54.0162 | 0 | 0 | 0 | 0 | 0 | 26.7073 | 53.4146 | 53.4146 | 45.3082 | 52.813 | 45.3082 | 52.813 | 45.3082 | 52.813 | 45.3082 | 54.0162 | 45.3082 | 52.813 | 45.3082 | 45.3082 | 45.3082 | 45.3082 | 52.813 | 45.3082 | 45.3082 | 46.5114 | 45.3082 | 52.813 | 45.3082 | 45.3082 | 45.3082 | 45.3082 | 52.813 | 45.3082 | 45.3082 | 46.5114 | 45.3082 | 52.813 | 45.3082 | 45.3082 | 45.3082 | 45.3082 | 52.813 | 45.3082 | 45.3082 | 46.5114 | 45.3082 | 52.813 | 45.3082 | 45.3082 | 45.3082 | 45.3082 | 52.813 | 45.3082 | 45.3082 | 46.5114
Maritime Link - Opex (PY) | 793.8305 | 15.8766 | 22.5108 | 0 | 0 | 0 | 0 | 0 | 0 | 10.33 | 13.7733 | 21.1243 | 13.7733 | 21.1243 | 14.0422 | 13.7733 | 13.7733 | 13.7733 | 22.2804 | 15.1597 | 15.1597 | 15.1597 | 15.1597 | 22.5108 | 15.1597 | 15.1597 | 15.1597 | 15.1597 | 22.5108 | 15.1597 | 15.1597 | 15.1597 | 15.1597 | 22.5108 | 15.1597 | 15.1597 | 15.4286 | 15.1597 | 22.5108 | 15.1597 | 15.1597 | 15.1597 | 15.1597 | 15.1597 | 15.1597 | 15.1597 | 15.1597 | 15.1597 | 15.1597 | 15.1597 | 15.1597 | 15.1597 | 15.1597 | 15.1597 | 15.1597 | 15.1597 | 15.1597 | 15.1597 | 15.1597
Operations - Sub total (PY) | 4562.8943 | 89.4685 | 103.5898 | 0 | 0 | 0 | 0 | 0 | 26.7073 | 91.0378 | 94.4811 | 93.7258 | 93.8795 | 93.7258 | 94.1484 | 86.3747 | 93.8795 | 86.3747 | 103.5898 | 87.7612 | 95.2659 | 87.7612 | 87.7612 | 95.1122 | 87.7612 | 95.2659 | 87.7612 | 87.7612 | 96.3154 | 87.7612 | 95.2659 | 87.7612 | 87.7612 | 95.1122 | 87.7612 | 95.2659 | 88.03 | 87.7612 | 96.3154 | 87.7612 | 95.2659 | 87.7612 | 87.7612 | 87.7612 | 87.7612 | 95.2659 | 87.7612 | 87.7612 | 88.9643 | 87.7612 | 95.2659 | 87.7612 | 87.7612 | 87.7612 | 87.7612 | 95.2659 | 87.7612 | 87.7612 | 88.9643
NL Induced Employment (PY) | 2012-67 | Average | Peak | 2012 | 2013 | 2014 | 2015 | 2016 | 2017 | 2018 | 2019 | 2020 | 2021 | 2022 | 2023 | 2024 | 2025 | 2026 | 2027 | 2028 | 2029 | 2030 | 2031 | 2032 | 2033 | 2034 | 2035 | 2036 | 2037 | 2038 | 2039 | 2040 | 2041 | 2042 | 2043 | 2044 | 2045 | 2046 | 2047 | 2048 | 2049 | 2050 | 2051 | 2052 | 2053 | 2054 | 2055 | 2056 | 2057 | 2058 | 2059 | 2060 | 2061 | 2062 | 2063 | 2064 | 2065 | 2066 | 2067
Capital Costs (PY) | 8793.5484 | 1256.2212 | 2598.8627 | 424.6962 | 1417.7107 | 2074.0569 | 2598.8627 | 1789.0917 | 416.9487 | 72.1816 | 0 | 0 | 0 | 0 | 0 | 0 | 0 | 0 | 0 | 0 | 0 | 0 | 0 | 0 | 0 | 0 | 0 | 0 | 0 | 0 | 0 | 0 | 0 | 0 | 0 | 0 | 0 | 0 | 0 | 0 | 0 | 0 | 0 | 0 | 0 | 0 | 0 | 0 | 0 | 0 | 0 | 0 | 0 | 0 | 0 | 0 | 0 | 0 | 0
Operating Costs (PY)) | 4194.1064 | 15.4099 | 83.0882 | 0 | 0 | 0 | 0 | 0 | 24.7814 | 83.0882 | 84.8645 | 85.1115 | 84.6014 | 85.1115 | 84.7401 | 81.3194 | 84.6014 | 81.3194 | 89.516 | 82.0346 | 85.3166 | 82.0346 | 82.0346 | 85.8267 | 82.0346 | 85.3166 | 82.0346 | 82.0346 | 86.3528 | 82.0346 | 85.3166 | 82.0346 | 82.0346 | 85.8267 | 82.0346 | 85.3166 | 82.1733 | 82.0346 | 86.3528 | 82.0346 | 85.3166 | 82.0346 | 82.0346 | 82.0346 | 82.0346 | 85.3166 | 82.0346 | 82.0346 | 82.5608 | 82.0346 | 85.3166 | 82.0346 | 82.0346 | 82.0346 | 82.0346 | 85.3166 | 82.0346 | 82.0346 | 82.5608
NL Total Employment (PY) | 2012-67 | Average | Peak | 2012 | 2013 | 2014 | 2015 | 2016 | 2017 | 2018 | 2019 | 2020 | 2021 | 2022 | 2023 | 2024 | 2025 | 2026 | 2027 | 2028 | 2029 | 2030 | 2031 | 2032 | 2033 | 2034 | 2035 | 2036 | 2037 | 2038 | 2039 | 2040 | 2041 | 2042 | 2043 | 2044 | 2045 | 2046 | 2047 | 2048 | 2049 | 2050 | 2051 | 2052 | 2053 | 2054 | 2055 | 2056 | 2057 | 2058 | 2059 | 2060 | 2061 | 2062 | 2063 | 2064 | 2065 | 2066 | 2067
Capital Costs (PY) | 20803.0054 | 2971.8579 | 6143.9622 | 1007.5653 | 3356.6099 | 4904.9044 | 6143.9622 | 4234.5354 | 984.6599 | 170.7683 | 0 | 0 | 0 | 0 | 0 | 0 | 0 | 0 | 0 | 0 | 0 | 0 | 0 | 0 | 0 | 0 | 0 | 0 | 0 | 0 | 0 | 0 | 0 | 0 | 0 | 0 | 0 | 0 | 0 | 0 | 0 | 0 | 0 | 0 | 0 | 0 | 0 | 0 | 0 | 0 | 0 | 0 | 0 | 0 | 0 | 0 | 0 | 0 | 0
Operating Costs (PY)) | 12861.1954 | 47.3224 | 254.7723 | 0 | 0 | 0 | 0 | 0 | 76.4848 | 254.7723 | 260.574 | 261.3083 | 259.7093 | 261.3083 | 260.1623 | 248.9225 | 259.7093 | 248.9225 | 275.7723 | 251.2586 | 262.0453 | 251.2586 | 251.2586 | 263.6443 | 251.2586 | 262.0453 | 251.2586 | 251.2586 | 265.3736 | 251.2586 | 262.0453 | 251.2586 | 251.2586 | 263.6443 | 251.2586 | 262.0453 | 251.7115 | 251.2586 | 265.3736 | 251.2586 | 262.0453 | 251.2586 | 251.2586 | 251.2586 | 251.2586 | 262.0453 | 251.2586 | 251.2586 | 252.9879 | 251.2586 | 262.0453 | 251.2586 | 251.2586 | 251.2586 | 251.2586 | 262.0453 | 251.2586 | 251.2586 | 252.9879
Total Capital & Operating (PY) | 33664.2008 | 3019.1804 | 6143.9622 | 1007.5653 | 3356.6099 | 4904.9044 | 6143.9622 | 4234.5354 | 1061.1447 | 425.5406 | 260.574 | 261.3083 | 259.7093 | 261.3083 | 260.1623 | 248.9225 | 259.7093 | 248.9225 | 275.7723 | 251.2586 | 262.0453 | 251.2586 | 251.2586 | 263.6443 | 251.2586 | 262.0453 | 251.2586 | 251.2586 | 265.3736 | 251.2586 | 262.0453 | 251.2586 | 251.2586 | 263.6443 | 251.2586 | 262.0453 | 251.7115 | 251.2586 | 265.3736 | 251.2586 | 262.0453 | 251.2586 | 251.2586 | 251.2586 | 251.2586 | 262.0453 | 251.2586 | 251.2586 | 252.9879 | 251.2586 | 262.0453 | 251.2586 | 251.2586 | 251.2586 | 251.2586 | 262.0453 | 251.2586 | 251.2586 | 252.9879
Income ($M)
NL Direct Income ($M)
Capital Costs ($M) | 2012-67 | Average | Peak | 2012 | 2013 | 2014 | 2015 | 2016 | 2017 | 2018 | 2019 | 2020 | 2021 | 2022 | 2023 | 2024 | 2025 | 2026 | 2027 | 2028 | 2029 | 2030 | 2031 | 2032 | 2033 | 2034 | 2035 | 2036 | 2037 | 2038 | 2039 | 2040 | 2041 | 2042 | 2043 | 2044 | 2045 | 2046 | 2047 | 2048 | 2049 | 2050 | 2051 | 2052 | 2053 | 2054 | 2055 | 2056 | 2057 | 2058 | 2059 | 2060 | 2061 | 2062 | 2063 | 2064 | 2065 | 2066 | 2067
Muskrat Falls - Construction Capex ($ M) | 625.7579 | 89.394 | 171.9782 | 41.5243 | 133.8366 | 139.3081 | 171.9782 | 97.3325 | 33.9968 | 7.7814 | 0 | 0 | 0 | 0 | 0 | 0 | 0 | 0 | 0 | 0 | 0 | 0 | 0 | 0 | 0 | 0 | 0 | 0 | 0 | 0 | 0 | 0 | 0 | 0 | 0 | 0 | 0 | 0 | 0 | 0 | 0 | 0 | 0 | 0 | 0 | 0 | 0 | 0 | 0 | 0 | 0 | 0 | 0 | 0 | 0 | 0 | 0 | 0 | 0
Island Link - Construction Capex ($ M) | 368.3331 | 52.619 | 122.7756 | 6.6014 | 33.3862 | 94.6318 | 122.7756 | 93.2524 | 16.5008 | 1.1849 | 0 | 0 | 0 | 0 | 0 | 0 | 0 | 0 | 0 | 0 | 0 | 0 | 0 | 0 | 0 | 0 | 0 | 0 | 0 | 0 | 0 | 0 | 0 | 0 | 0 | 0 | 0 | 0 | 0 | 0 | 0 | 0 | 0 | 0 | 0 | 0 | 0 | 0 | 0 | 0 | 0 | 0 | 0 | 0 | 0 | 0 | 0 | 0 | 0
Maritime Link - Construction Capex ($ M) | 69.7698 | 9.9671 | 22.9369 | 3.888 | 6.8665 | 16.471 | 19.0553 | 22.9369 | 0.55206 | 0 | 0 | 0 | 0 | 0 | 0 | 0 | 0 | 0 | 0 | 0 | 0 | 0 | 0 | 0 | 0 | 0 | 0 | 0 | 0 | 0 | 0 | 0 | 0 | 0 | 0 | 0 | 0 | 0 | 0 | 0 | 0 | 0 | 0 | 0 | 0 | 0 | 0 | 0 | 0 | 0 | 0 | 0 | 0 | 0 | 0 | 0 | 0 | 0 | 0
Capital - Sub total ($ M) | 1063.8608 | 151.9801 | 313.8091 | 52.0137 | 174.0894 | 250.4108 | 313.8091 | 213.5219 | 51.0496 | 8.9663 | 0 | 0 | 0 | 0 | 0 | 0 | 0 | 0 | 0 | 0 | 0 | 0 | 0 | 0 | 0 | 0 | 0 | 0 | 0 | 0 | 0 | 0 | 0 | 0 | 0 | 0 | 0 | 0 | 0 | 0 | 0 | 0 | 0 | 0 | 0 | 0 | 0 | 0 | 0 | 0 | 0 | 0 | 0 | 0 | 0 | 0 | 0 | 0 | 0
Operating Costs ($ M)) | 2012-67 | Average | Peak | 2012 | 2013 | 2014 | 2015 | 2016 | 2017 | 2018 | 2019 | 2020 | 2021 | 2022 | 2023 | 2024 | 2025 | 2026 | 2027 | 2028 | 2029 | 2030 | 2031 | 2032 | 2033 | 2034 | 2035 | 2036 | 2037 | 2038 | 2039 | 2040 | 2041 | 2042 | 2043 | 2044 | 2045 | 2046 | 2047 | 2048 | 2049 | 2050 | 2051 | 2052 | 2053 | 2054 | 2055 | 2056 | 2057 | 2058 | 2059 | 2060 | 2061 | 2062 | 2063 | 2064 | 2065 | 2066 | 2067
Muskrat Falls - Opex ($ M) | 134.8478 | 2.697 | 2.697 | 0 | 0 | 0 | 0 | 0 | 0 | 2.697 | 2.697 | 2.697 | 2.697 | 2.697 | 2.697 | 2.697 | 2.697 | 2.697 | 2.697 | 2.697 | 2.697 | 2.697 | 2.697 | 2.697 | 2.697 | 2.697 | 2.697 | 2.697 | 2.697 | 2.697 | 2.697 | 2.697 | 2.697 | 2.697 | 2.697 | 2.697 | 2.697 | 2.697 | 2.697 | 2.697 | 2.697 | 2.697 | 2.697 | 2.697 | 2.697 | 2.697 | 2.697 | 2.697 | 2.697 | 2.697 | 2.697 | 2.697 | 2.697 | 2.697 | 2.697 | 2.697 | 2.697 | 2.697 | 2.697
Island Link - Opex ($ M) | 219.4877 | 4.3037 | 4.3463 | 0 | 0 | 0 | 0 | 0 | 2.1731 | 4.3463 | 4.3463 | 4.3463 | 4.3463 | 4.3463 | 4.3463 | 4.3463 | 4.3463 | 4.3463 | 4.3463 | 4.3463 | 4.3463 | 4.3463 | 4.3463 | 4.3463 | 4.3463 | 4.3463 | 4.3463 | 4.3463 | 4.3463 | 4.3463 | 4.3463 | 4.3463 | 4.3463 | 4.3463 | 4.3463 | 4.3463 | 4.3463 | 4.3463 | 4.3463 | 4.3463 | 4.3463 | 4.3463 | 4.3463 | 4.3463 | 4.3463 | 4.3463 | 4.3463 | 4.3463 | 4.3463 | 4.3463 | 4.3463 | 4.3463 | 4.3463 | 4.3463 | 4.3463 | 4.3463 | 4.3463 | 4.3463 | 4.3463
Maritime Link - Opex ($ M) | 10.2524 | 0.20505 | 0.29073 | 0 | 0 | 0 | 0 | 0 | 0 | 0.13341 | 0.17788 | 0.27282 | 0.17788 | 0.27282 | 0.18136 | 0.17788 | 0.17788 | 0.17788 | 0.28776 | 0.19579 | 0.19579 | 0.19579 | 0.19579 | 0.29073 | 0.19579 | 0.19579 | 0.19579 | 0.19579 | 0.29073 | 0.19579 | 0.19579 | 0.19579 | 0.19579 | 0.29073 | 0.19579 | 0.19579 | 0.19926 | 0.19579 | 0.29073 | 0.19579 | 0.19579 | 0.19579 | 0.19579 | 0.19579 | 0.19579 | 0.19579 | 0.19579 | 0.19579 | 0.19579 | 0.19579 | 0.19579 | 0.19579 | 0.19579 | 0.19579 | 0.19579 | 0.19579 | 0.19579 | 0.19579 | 0.19579
Operations - Sub total ($ M) | 364.5879 | 7.1488 | 7.334 | 0 | 0 | 0 | 0 | 0 | 2.1731 | 7.1767 | 7.2211 | 7.3161 | 7.2211 | 7.3161 | 7.2246 | 7.2211 | 7.2211 | 7.2211 | 7.331 | 7.239 | 7.239 | 7.239 | 7.239 | 7.334 | 7.239 | 7.239 | 7.239 | 7.239 | 7.334 | 7.239 | 7.239 | 7.239 | 7.239 | 7.334 | 7.239 | 7.239 | 7.2425 | 7.239 | 7.334 | 7.239 | 7.239 | 7.239 | 7.239 | 7.239 | 7.239 | 7.239 | 7.239 | 7.239 | 7.239 | 7.239 | 7.239 | 7.239 | 7.239 | 7.239 | 7.239 | 7.239 | 7.239 | 7.239 | 7.239
NL Indirect Income ($ M)
Capital Costs ($ M) | 2012-67 | Average | Peak | 2012 | 2013 | 2014 | 2015 | 2016 | 2017 | 2018 | 2019 | 2020 | 2021 | 2022 | 2023 | 2024 | 2025 | 2026 | 2027 | 2028 | 2029 | 2030 | 2031 | 2032 | 2033 | 2034 | 2035 | 2036 | 2037 | 2038 | 2039 | 2040 | 2041 | 2042 | 2043 | 2044 | 2045 | 2046 | 2047 | 2048 | 2049 | 2050 | 2051 | 2052 | 2053 | 2054 | 2055 | 2056 | 2057 | 2058 | 2059 | 2060 | 2061 | 2062 | 2063 | 2064 | 2065 | 2066 | 2067
Muskrat Falls - Construction Capex ($ M) | 202.645 | 28.9493 | 55.6933 | 13.4472 | 43.3416 | 45.1134 | 55.6933 | 31.5201 | 11.0095 | 2.5199 | 0 | 0 | 0 | 0 | 0 | 0 | 0 | 0 | 0 | 0 | 0 | 0 | 0 | 0 | 0 | 0 | 0 | 0 | 0 | 0 | 0 | 0 | 0 | 0 | 0 | 0 | 0 | 0 | 0 | 0 | 0 | 0 | 0 | 0 | 0 | 0 | 0 | 0 | 0 | 0 | 0 | 0 | 0 | 0 | 0 | 0 | 0 | 0 | 0
Island Link - Construction Capex ($ M) | 151.3274 | 21.6182 | 50.4416 | 2.7121 | 13.7165 | 38.8789 | 50.4416 | 38.3122 | 6.7793 | 0.48681 | 0 | 0 | 0 | 0 | 0 | 0 | 0 | 0 | 0 | 0 | 0 | 0 | 0 | 0 | 0 | 0 | 0 | 0 | 0 | 0 | 0 | 0 | 0 | 0 | 0 | 0 | 0 | 0 | 0 | 0 | 0 | 0 | 0 | 0 | 0 | 0 | 0 | 0 | 0 | 0 | 0 | 0 | 0 | 0 | 0 | 0 | 0 | 0 | 0
Maritime Link - Construction Capex ($ M) | 40.7927 | 5.8275 | 13.4106 | 2.2732 | 4.0147 | 9.6302 | 11.1412 | 13.4106 | 0.32277 | 0 | 0 | 0 | 0 | 0 | 0 | 0 | 0 | 0 | 0 | 0 | 0 | 0 | 0 | 0 | 0 | 0 | 0 | 0 | 0 | 0 | 0 | 0 | 0 | 0 | 0 | 0 | 0 | 0 | 0 | 0 | 0 | 0 | 0 | 0 | 0 | 0 | 0 | 0 | 0 | 0 | 0 | 0 | 0 | 0 | 0 | 0 | 0 | 0 | 0
Capital - Sub total ($ M) | 394.765 | 56.395 | 117.2761 | 18.4326 | 61.0728 | 93.6225 | 117.2761 | 83.2429 | 18.1115 | 3.0067 | 0 | 0 | 0 | 0 | 0 | 0 | 0 | 0 | 0 | 0 | 0 | 0 | 0 | 0 | 0 | 0 | 0 | 0 | 0 | 0 | 0 | 0 | 0 | 0 | 0 | 0 | 0 | 0 | 0 | 0 | 0 | 0 | 0 | 0 | 0 | 0 | 0 | 0 | 0 | 0 | 0 | 0 | 0 | 0 | 0 | 0 | 0 | 0 | 0
Operating Costs ($ M)) | 2012-67 | Average | Peak | 2012 | 2013 | 2014 | 2015 | 2016 | 2017 | 2018 | 2019 | 2020 | 2021 | 2022 | 2023 | 2024 | 2025 | 2026 | 2027 | 2028 | 2029 | 2030 | 2031 | 2032 | 2033 | 2034 | 2035 | 2036 | 2037 | 2038 | 2039 | 2040 | 2041 | 2042 | 2043 | 2044 | 2045 | 2046 | 2047 | 2048 | 2049 | 2050 | 2051 | 2052 | 2053 | 2054 | 2055 | 2056 | 2057 | 2058 | 2059 | 2060 | 2061 | 2062 | 2063 | 2064 | 2065 | 2066 | 2067
Muskrat Falls - Opex ($ M) | 99.0068 | 1.9801 | 1.9801 | 0 | 0 | 0 | 0 | 0 | 0 | 1.9801 | 1.9801 | 1.9801 | 1.9801 | 1.9801 | 1.9801 | 1.9801 | 1.9801 | 1.9801 | 1.9801 | 1.9801 | 1.9801 | 1.9801 | 1.9801 | 1.9801 | 1.9801 | 1.9801 | 1.9801 | 1.9801 | 1.9801 | 1.9801 | 1.9801 | 1.9801 | 1.9801 | 1.9801 | 1.9801 | 1.9801 | 1.9801 | 1.9801 | 1.9801 | 1.9801 | 1.9801 | 1.9801 | 1.9801 | 1.9801 | 1.9801 | 1.9801 | 1.9801 | 1.9801 | 1.9801 | 1.9801 | 1.9801 | 1.9801 | 1.9801 | 1.9801 | 1.9801 | 1.9801 | 1.9801 | 1.9801 | 1.9801
Island Link - Opex ($ M) | 174.4275 | 3.4201 | 3.9186 | 0 | 0 | 0 | 0 | 0 | 1.9375 | 3.8749 | 3.8749 | 3.2869 | 3.8313 | 3.2869 | 3.8313 | 3.2869 | 3.8313 | 3.2869 | 3.9186 | 3.2869 | 3.8313 | 3.2869 | 3.2869 | 3.2869 | 3.2869 | 3.8313 | 3.2869 | 3.2869 | 3.3742 | 3.2869 | 3.8313 | 3.2869 | 3.2869 | 3.2869 | 3.2869 | 3.8313 | 3.2869 | 3.2869 | 3.3742 | 3.2869 | 3.8313 | 3.2869 | 3.2869 | 3.2869 | 3.2869 | 3.8313 | 3.2869 | 3.2869 | 3.3742 | 3.2869 | 3.8313 | 3.2869 | 3.2869 | 3.2869 | 3.2869 | 3.8313 | 3.2869 | 3.2869 | 3.3742
Maritime Link - Opex ($ M) | 57.6733 | 1.1535 | 1.6355 | 0 | 0 | 0 | 0 | 0 | 0 | 0.75049 | 1.0007 | 1.5347 | 1.0007 | 1.5347 | 1.0202 | 1.0007 | 1.0007 | 1.0007 | 1.6187 | 1.1014 | 1.1014 | 1.1014 | 1.1014 | 1.6355 | 1.1014 | 1.1014 | 1.1014 | 1.1014 | 1.6355 | 1.1014 | 1.1014 | 1.1014 | 1.1014 | 1.6355 | 1.1014 | 1.1014 | 1.1209 | 1.1014 | 1.6355 | 1.1014 | 1.1014 | 1.1014 | 1.1014 | 1.1014 | 1.1014 | 1.1014 | 1.1014 | 1.1014 | 1.1014 | 1.1014 | 1.1014 | 1.1014 | 1.1014 | 1.1014 | 1.1014 | 1.1014 | 1.1014 | 1.1014 | 1.1014
Operations - Sub total ($ M) | 331.1076 | 6.4923 | 7.5174 | 0 | 0 | 0 | 0 | 0 | 1.9375 | 6.6056 | 6.8557 | 6.8018 | 6.8121 | 6.8018 | 6.8316 | 6.2677 | 6.8121 | 6.2677 | 7.5174 | 6.3684 | 6.9128 | 6.3684 | 6.3684 | 6.9025 | 6.3684 | 6.9128 | 6.3684 | 6.3684 | 6.9898 | 6.3684 | 6.9128 | 6.3684 | 6.3684 | 6.9025 | 6.3684 | 6.9128 | 6.3879 | 6.3684 | 6.9898 | 6.3684 | 6.9128 | 6.3684 | 6.3684 | 6.3684 | 6.3684 | 6.9128 | 6.3684 | 6.3684 | 6.4557 | 6.3684 | 6.9128 | 6.3684 | 6.3684 | 6.3684 | 6.3684 | 6.9128 | 6.3684 | 6.3684 | 6.4557
NL Induced Income ($ M) | 2012-67 | Average | Peak | 2012 | 2013 | 2014 | 2015 | 2016 | 2017 | 2018 | 2019 | 2020 | 2021 | 2022 | 2023 | 2024 | 2025 | 2026 | 2027 | 2028 | 2029 | 2030 | 2031 | 2032 | 2033 | 2034 | 2035 | 2036 | 2037 | 2038 | 2039 | 2040 | 2041 | 2042 | 2043 | 2044 | 2045 | 2046 | 2047 | 2048 | 2049 | 2050 | 2051 | 2052 | 2053 | 2054 | 2055 | 2056 | 2057 | 2058 | 2059 | 2060 | 2061 | 2062 | 2063 | 2064 | 2065 | 2066 | 2067
Capital Costs ($ M) | 437.5878 | 62.5125 | 129.3256 | 21.1339 | 70.5486 | 103.21 | 129.3256 | 89.0294 | 20.7484 | 3.5919 | 0 | 0 | 0 | 0 | 0 | 0 | 0 | 0 | 0 | 0 | 0 | 0 | 0 | 0 | 0 | 0 | 0 | 0 | 0 | 0 | 0 | 0 | 0 | 0 | 0 | 0 | 0 | 0 | 0 | 0 | 0 | 0 | 0 | 0 | 0 | 0 | 0 | 0 | 0 | 0 | 0 | 0 | 0 | 0 | 0 | 0 | 0 | 0 | 0
Operating Costs ($ M) | 208.7087 | 0.76684 | 4.1347 | 0 | 0 | 0 | 0 | 0 | 1.2332 | 4.1347 | 4.2231 | 4.2353 | 4.21 | 4.2353 | 4.2169 | 4.0466 | 4.21 | 4.0466 | 4.4545 | 4.0822 | 4.2456 | 4.0822 | 4.0822 | 4.2709 | 4.0822 | 4.2456 | 4.0822 | 4.0822 | 4.2971 | 4.0822 | 4.2456 | 4.0822 | 4.0822 | 4.2709 | 4.0822 | 4.2456 | 4.0891 | 4.0822 | 4.2971 | 4.0822 | 4.2456 | 4.0822 | 4.0822 | 4.0822 | 4.0822 | 4.2456 | 4.0822 | 4.0822 | 4.1084 | 4.0822 | 4.2456 | 4.0822 | 4.0822 | 4.0822 | 4.0822 | 4.2456 | 4.0822 | 4.0822 | 4.1084
NL Total Income ($ M) | 2012-67 | Average | Peak | 2012 | 2013 | 2014 | 2015 | 2016 | 2017 | 2018 | 2019 | 2020 | 2021 | 2022 | 2023 | 2024 | 2025 | 2026 | 2027 | 2028 | 2029 | 2030 | 2031 | 2032 | 2033 | 2034 | 2035 | 2036 | 2037 | 2038 | 2039 | 2040 | 2041 | 2042 | 2043 | 2044 | 2045 | 2046 | 2047 | 2048 | 2049 | 2050 | 2051 | 2052 | 2053 | 2054 | 2055 | 2056 | 2057 | 2058 | 2059 | 2060 | 2061 | 2062 | 2063 | 2064 | 2065 | 2066 | 2067
Capital Costs ($ M) | 1896.2136 | 270.8877 | 560.4107 | 91.5802 | 305.7108 | 447.2432 | 560.4107 | 385.7942 | 89.9095 | 15.565 | 0 | 0 | 0 | 0 | 0 | 0 | 0 | 0 | 0 | 0 | 0 | 0 | 0 | 0 | 0 | 0 | 0 | 0 | 0 | 0 | 0 | 0 | 0 | 0 | 0 | 0 | 0 | 0 | 0 | 0 | 0 | 0 | 0 | 0 | 0 | 0 | 0 | 0 | 0 | 0 | 0 | 0 | 0 | 0 | 0 | 0 | 0 | 0 | 0
Operating Costs ($ M) | 904.4042 | 3.323 | 17.9169 | 0 | 0 | 0 | 0 | 0 | 5.3438 | 17.033 | 17.1214 | 16.5456 | 17.0646 | 16.5456 | 17.0715 | 16.3569 | 17.0646 | 16.3569 | 17.3965 | 16.3925 | 17.1002 | 16.3925 | 16.3925 | 16.5812 | 16.3925 | 17.1002 | 16.3925 | 16.3925 | 16.6947 | 16.3925 | 17.1002 | 16.3925 | 16.3925 | 16.5812 | 16.3925 | 17.1002 | 16.3994 | 16.3925 | 16.6947 | 16.3925 | 17.1002 | 16.3925 | 16.3925 | 16.3925 | 16.3925 | 17.1002 | 16.3925 | 16.3925 | 16.506 | 16.3925 | 17.1002 | 16.3925 | 16.3925 | 16.3925 | 16.3925 | 17.1002 | 16.3925 | 16.3925 | 16.506
Total Capital & Operating ($ M) | 2800.6178 | 274.2106 | 560.4107 | 91.5802 | 305.7108 | 447.2432 | 560.4107 | 385.7942 | 95.2533 | 33.4819 | 18.2999 | 18.3532 | 18.2432 | 18.3532 | 18.2731 | 17.5355 | 18.2432 | 17.5355 | 19.3029 | 17.6897 | 18.3974 | 17.6897 | 17.6897 | 18.5074 | 17.6897 | 18.3974 | 17.6897 | 17.6897 | 18.6209 | 17.6897 | 18.3974 | 17.6897 | 17.6897 | 18.5074 | 17.6897 | 18.3974 | 17.7196 | 17.6897 | 18.6209 | 17.6897 | 18.3974 | 17.6897 | 17.6897 | 17.6897 | 17.6897 | 18.3974 | 17.6897 | 17.6897 | 17.8032 | 17.6897 | 18.3974 | 17.6897 | 17.6897 | 17.6897 | 17.6897 | 18.3974 | 17.6897 | 17.6897 | 17.8032
|  |  |  | 0 | 0 | 0 | 0 | 0 | 6.046 | 19.753 | 20.3519 | 20.1592 | 21.3114 | 21.1798 | 22.3993 | 21.9982 | 23.5238 | 23.1119 | 25.1953 | 24.3348 | 26.02 | 25.5667 | 26.2059 | 27.1703 | 27.5326 | 29.4393 | 28.9264 | 29.6496 | 30.951 | 31.1506 | 33.3078 | 32.7276 | 33.5458 | 34.7802 | 35.244 | 37.6847 | 37.0438 | 37.954 | 39.6199 | 39.8754 | 42.6368 | 41.8941 | 42.9414 | 44.015 | 45.1153 | 48.2397 | 47.3993 | 48.5843 | 50.1436 | 51.0439 | 54.5787 | 53.6279 | 54.9686 | 56.3429 | 57.7514 | 61.7508 | 60.6751 | 62.192 | 64.188
Nominal Totals
NL Total Income ($ M)
Capital Costs ($ M) |  |  |  | 92.3723 | 313.2527 | 469.3342 | 603.4412 | 421.3753 | 100.1694 | 17.4207 | 0 | 0 | 0 | 0 | 0 | 0 | 0 | 0 | 0 | 0 | 0 | 0 | 0 | 0 | 0 | 0 | 0 | 0 | 0 | 0 | 0 | 0 | 0 | 0 | 0 | 0 | 0 | 0 | 0 | 0 | 0 | 0 | 0 | 0 | 0 | 0 | 0 | 0 | 0 | 0 | 0 | 0 | 0 | 0 | 0 | 0 | 0 | 0 | 0
Operating Costs ($ M) | [8 empty] | 6.046 | 19.753 | 20.3519 | 20.1592 | 21.3114 | 21.1798 | 22.3993 | 21.9982 | 23.5238 | 23.1119 | 25.1953 | 24.3348 | 26.02 | 25.5667 | 26.2059 | 27.1703 | 27.5326 | 29.4393 | 28.9264 | 29.6496 | 30.951 | 31.1506 | 33.3078 | 32.7276 | 33.5458 | 34.7802 | 35.244 | 37.6847 | 37.0438 | 37.954 | 39.6199 | 39.8754 | 42.6368 | 41.8941 | 42.9414 | 44.015 | 45.1153 | 48.2397 | 47.3993 | 48.5843 | 50.1436 | 51.0439 | 54.5787 | 53.6279 | 54.9686 | 56.3429 | 57.7514 | 61.7508 | 60.6751 | 62.192 | 64.188
Total Capital & Operating ($ M) |  |  |  | 92.3723 | 313.2527 | 469.3342 | 603.4412 | 421.3753 | 106.2154 | 37.1737 | 20.3519 | 20.1592 | 21.3114 | 21.1798 | 22.3993 | 21.9982 | 23.5238 | 23.1119 | 25.1953 | 24.3348 | 26.02 | 25.5667 | 26.2059 | 27.1703 | 27.5326 | 29.4393 | 28.9264 | 29.6496 | 30.951 | 31.1506 | 33.3078 | 32.7276 | 33.5458 | 34.7802 | 35.244 | 37.6847 | 37.0438 | 37.954 | 39.6199 | 39.8754 | 42.6368 | 41.8941 | 42.9414 | 44.015 | 45.1153 | 48.2397 | 47.3993 | 48.5843 | 50.1436 | 51.0439 | 54.5787 | 53.6279 | 54.9686 | 56.3429 | 57.7514 | 61.7508 | 60.6751 | 62.192 | 64.188
Opex escalation |  |  |  | 2.5% | 2.5% | 2.5% | 2.5% | 2.5% | 2.5% | 2.5% | 2.5% | 2.5% | 2.5% | 2.5% | 2.5% | 2.5% | 2.5% | 2.5% | 2.5% | 2.5% | 2.5% | 2.5% | 2.5% | 2.5% | 2.5% | 2.5% | 2.5% | 2.5% | 2.5% | 2.5% | 2.5% | 2.5% | 2.5% | 2.5% | 2.5% | 2.5% | 2.5% | 2.5% | 2.5% | 2.5% | 2.5% | 2.5% | 2.5% | 2.5% | 2.5% | 2.5% | 2.5% | 2.5% | 2.5% | 2.5% | 2.5% | 2.5% | 2.5% | 2.5% | 2.5% | 2.5% | 2.5% | 2.5% | 2.5%
Opex index |  |  |  | 1 | 1.025 | 1.0506 | 1.0769 | 1.1038 | 1.1314 | 1.1597 | 1.1887 | 1.2184 | 1.2489 | 1.2801 | 1.3121 | 1.3449 | 1.3785 | 1.413 | 1.4483 | 1.4845 | 1.5216 | 1.5597 | 1.5987 | 1.6386 | 1.6796 | 1.7216 | 1.7646 | 1.8087 | 1.8539 | 1.9003 | 1.9478 | 1.9965 | 2.0464 | 2.0976 | 2.15 | 2.2038 | 2.2589 | 2.3153 | 2.3732 | 2.4325 | 2.4933 | 2.5557 | 2.6196 | 2.6851 | 2.7522 | 2.821 | 2.8915 | 2.9638 | 3.0379 | 3.1139 | 3.1917 | 3.2715 | 3.3533 | 3.4371 | 3.523 | 3.6111 | 3.7014 | 3.7939 | 3.8888
Capex Summary - 2012$
MF
Capex costs |  |  |  | 218.5355 | 704.3592 | 733.1543 | 905.0915 | 512.2442 | 178.9191 | 40.9524 | 0 | 0 | 0 | 0 | 0 | 0 | 0 | 0 | 0 | 0 | 0 | 0 | 0 | 0 | 0 | 0 | 0 | 0 | 0 | 0 | 0 | 0 | 0 | 0 | 0 | 0 | 0 | 0 | 0 | 0 | 0 | 0 | 0 | 0 | 0 | 0 | 0 | 0 | 0 | 0 | 0 | 0 | 0 | 0 | 0 | 0 | 0 | 0 | 0
Direct income |  |  |  | 41.5243 | 133.8366 | 139.3081 | 171.9782 | 97.3325 | 33.9968 | 7.7814 | 0 | 0 | 0 | 0 | 0 | 0 | 0 | 0 | 0 | 0 | 0 | 0 | 0 | 0 | 0 | 0 | 0 | 0 | 0 | 0 | 0 | 0 | 0 | 0 | 0 | 0 | 0 | 0 | 0 | 0 | 0 | 0 | 0 | 0 | 0 | 0 | 0 | 0 | 0 | 0 | 0 | 0 | 0 | 0 | 0 | 0 | 0 | 0 | 0
Indirect income |  |  |  | 13.4472 | 43.3416 | 45.1134 | 55.6933 | 31.5201 | 11.0095 | 2.5199 | 0 | 0 | 0 | 0 | 0 | 0 | 0 | 0 | 0 | 0 | 0 | 0 | 0 | 0 | 0 | 0 | 0 | 0 | 0 | 0 | 0 | 0 | 0 | 0 | 0 | 0 | 0 | 0 | 0 | 0 | 0 | 0 | 0 | 0 | 0 | 0 | 0 | 0 | 0 | 0 | 0 | 0 | 0 | 0 | 0 | 0 | 0 | 0 | 0
Induced income |  |  |  | 16.4915 | 53.1535 | 55.3264 | 68.3014 | 38.6558 | 13.5019 | 3.0904 | 0 | 0 | 0 | 0 | 0 | 0 | 0 | 0 | 0 | 0 | 0 | 0 | 0 | 0 | 0 | 0 | 0 | 0 | 0 | 0 | 0 | 0 | 0 | 0 | 0 | 0 | 0 | 0 | 0 | 0 | 0 | 0 | 0 | 0 | 0 | 0 | 0 | 0 | 0 | 0 | 0 | 0 | 0 | 0 | 0 | 0 | 0 | 0 | 0
Total Income |  |  |  | 71.463 | 230.3317 | 239.7479 | 295.9729 | 167.5084 | 58.5081 | 13.3918 | 0 | 0 | 0 | 0 | 0 | 0 | 0 | 0 | 0 | 0 | 0 | 0 | 0 | 0 | 0 | 0 | 0 | 0 | 0 | 0 | 0 | 0 | 0 | 0 | 0 | 0 | 0 | 0 | 0 | 0 | 0 | 0 | 0 | 0 | 0 | 0 | 0 | 0 | 0 | 0 | 0 | 0 | 0 | 0 | 0 | 0 | 0 | 0 | 0
LIL
Capex costs |  |  |  | 42.3105 | 213.9845 | 606.5303 | 786.9145 | 597.6895 | 105.76 | 7.5945 | 0 | 0 | 0 | 0 | 0 | 0 | 0 | 0 | 0 | 0 | 0 | 0 | 0 | 0 | 0 | 0 | 0 | 0 | 0 | 0 | 0 | 0 | 0 | 0 | 0 | 0 | 0 | 0 | 0 | 0 | 0 | 0 | 0 | 0 | 0 | 0 | 0 | 0 | 0 | 0 | 0 | 0 | 0 | 0 | 0 | 0 | 0 | 0 | 0
Direct income |  |  |  | 6.6014 | 33.3862 | 94.6318 | 122.7756 | 93.2524 | 16.5008 | 1.1849 | 0 | 0 | 0 | 0 | 0 | 0 | 0 | 0 | 0 | 0 | 0 | 0 | 0 | 0 | 0 | 0 | 0 | 0 | 0 | 0 | 0 | 0 | 0 | 0 | 0 | 0 | 0 | 0 | 0 | 0 | 0 | 0 | 0 | 0 | 0 | 0 | 0 | 0 | 0 | 0 | 0 | 0 | 0 | 0 | 0 | 0 | 0 | 0 | 0
Indirect income |  |  |  | 2.7121 | 13.7165 | 38.8789 | 50.4416 | 38.3122 | 6.7793 | 0.48681 | 0 | 0 | 0 | 0 | 0 | 0 | 0 | 0 | 0 | 0 | 0 | 0 | 0 | 0 | 0 | 0 | 0 | 0 | 0 | 0 | 0 | 0 | 0 | 0 | 0 | 0 | 0 | 0 | 0 | 0 | 0 | 0 | 0 | 0 | 0 | 0 | 0 | 0 | 0 | 0 | 0 | 0 | 0 | 0 | 0 | 0 | 0 | 0 | 0
Induced income |  |  |  | 2.794 | 14.1308 | 40.0532 | 51.9652 | 39.4694 | 6.984 | 0.50152 | 0 | 0 | 0 | 0 | 0 | 0 | 0 | 0 | 0 | 0 | 0 | 0 | 0 | 0 | 0 | 0 | 0 | 0 | 0 | 0 | 0 | 0 | 0 | 0 | 0 | 0 | 0 | 0 | 0 | 0 | 0 | 0 | 0 | 0 | 0 | 0 | 0 | 0 | 0 | 0 | 0 | 0 | 0 | 0 | 0 | 0 | 0 | 0 | 0
Total Income |  |  |  | 12.1075 | 61.2335 | 173.5639 | 225.1824 | 171.034 | 30.2641 | 2.1732 | 0 | 0 | 0 | 0 | 0 | 0 | 0 | 0 | 0 | 0 | 0 | 0 | 0 | 0 | 0 | 0 | 0 | 0 | 0 | 0 | 0 | 0 | 0 | 0 | 0 | 0 | 0 | 0 | 0 | 0 | 0 | 0 | 0 | 0 | 0 | 0 | 0 | 0 | 0 | 0 | 0 | 0 | 0 | 0 | 0 | 0 | 0 | 0 | 0
ML
Capex costs |  |  |  | 73.5031 | 129.8119 | 311.3838 | 360.2415 | 433.623 | 10.4367 | 0 | 0 | 0 | 0 | 0 | 0 | 0 | 0 | 0 | 0 | 0 | 0 | 0 | 0 | 0 | 0 | 0 | 0 | 0 | 0 | 0 | 0 | 0 | 0 | 0 | 0 | 0 | 0 | 0 | 0 | 0 | 0 | 0 | 0 | 0 | 0 | 0 | 0 | 0 | 0 | 0 | 0 | 0 | 0 | 0 | 0 | 0 | 0 | 0 | 0
Direct income |  |  |  | 3.888 | 6.8665 | 16.471 | 19.0553 | 22.9369 | 0.55206 | 0 | 0 | 0 | 0 | 0 | 0 | 0 | 0 | 0 | 0 | 0 | 0 | 0 | 0 | 0 | 0 | 0 | 0 | 0 | 0 | 0 | 0 | 0 | 0 | 0 | 0 | 0 | 0 | 0 | 0 | 0 | 0 | 0 | 0 | 0 | 0 | 0 | 0 | 0 | 0 | 0 | 0 | 0 | 0 | 0 | 0 | 0 | 0 | 0 | 0
Indirect income |  |  |  | 2.2732 | 4.0147 | 9.6302 | 11.1412 | 13.4106 | 0.32277 | 0 | 0 | 0 | 0 | 0 | 0 | 0 | 0 | 0 | 0 | 0 | 0 | 0 | 0 | 0 | 0 | 0 | 0 | 0 | 0 | 0 | 0 | 0 | 0 | 0 | 0 | 0 | 0 | 0 | 0 | 0 | 0 | 0 | 0 | 0 | 0 | 0 | 0 | 0 | 0 | 0 | 0 | 0 | 0 | 0 | 0 | 0 | 0 | 0 | 0
Induced income |  |  |  | 1.8484 | 3.2644 | 7.8303 | 9.059 | 10.9043 | 0.26245 | 0 | 0 | 0 | 0 | 0 | 0 | 0 | 0 | 0 | 0 | 0 | 0 | 0 | 0 | 0 | 0 | 0 | 0 | 0 | 0 | 0 | 0 | 0 | 0 | 0 | 0 | 0 | 0 | 0 | 0 | 0 | 0 | 0 | 0 | 0 | 0 | 0 | 0 | 0 | 0 | 0 | 0 | 0 | 0 | 0 | 0 | 0 | 0 | 0 | 0
Total Income |  |  |  | 8.0096 | 14.1456 | 33.9314 | 39.2555 | 47.2518 | 1.1373 | 0 | 0 | 0 | 0 | 0 | 0 | 0 | 0 | 0 | 0 | 0 | 0 | 0 | 0 | 0 | 0 | 0 | 0 | 0 | 0 | 0 | 0 | 0 | 0 | 0 | 0 | 0 | 0 | 0 | 0 | 0 | 0 | 0 | 0 | 0 | 0 | 0 | 0 | 0 | 0 | 0 | 0 | 0 | 0 | 0 | 0 | 0 | 0 | 0 | 0
Totals
Capex costs |  |  |  | 334.3491 | 1048.1556 | 1651.0684 | 2052.2475 | 1543.5567 | 295.1157 | 48.5469 | 0 | 0 | 0 | 0 | 0 | 0 | 0 | 0 | 0 | 0 | 0 | 0 | 0 | 0 | 0 | 0 | 0 | 0 | 0 | 0 | 0 | 0 | 0 | 0 | 0 | 0 | 0 | 0 | 0 | 0 | 0 | 0 | 0 | 0 | 0 | 0 | 0 | 0 | 0 | 0 | 0 | 0 | 0 | 0 | 0 | 0 | 0 | 0 | 0
Direct income |  |  |  | 52.0137 | 174.0894 | 250.4108 | 313.8091 | 213.5219 | 51.0496 | 8.9663 | 0 | 0 | 0 | 0 | 0 | 0 | 0 | 0 | 0 | 0 | 0 | 0 | 0 | 0 | 0 | 0 | 0 | 0 | 0 | 0 | 0 | 0 | 0 | 0 | 0 | 0 | 0 | 0 | 0 | 0 | 0 | 0 | 0 | 0 | 0 | 0 | 0 | 0 | 0 | 0 | 0 | 0 | 0 | 0 | 0 | 0 | 0 | 0 | 0
Indirect income |  |  |  | 18.4326 | 61.0728 | 93.6225 | 117.2761 | 83.2429 | 18.1115 | 3.0067 | 0 | 0 | 0 | 0 | 0 | 0 | 0 | 0 | 0 | 0 | 0 | 0 | 0 | 0 | 0 | 0 | 0 | 0 | 0 | 0 | 0 | 0 | 0 | 0 | 0 | 0 | 0 | 0 | 0 | 0 | 0 | 0 | 0 | 0 | 0 | 0 | 0 | 0 | 0 | 0 | 0 | 0 | 0 | 0 | 0 | 0 | 0 | 0 | 0
Induced income |  |  |  | 21.1339 | 70.5486 | 103.21 | 129.3256 | 89.0294 | 20.7484 | 3.5919 | 0 | 0 | 0 | 0 | 0 | 0 | 0 | 0 | 0 | 0 | 0 | 0 | 0 | 0 | 0 | 0 | 0 | 0 | 0 | 0 | 0 | 0 | 0 | 0 | 0 | 0 | 0 | 0 | 0 | 0 | 0 | 0 | 0 | 0 | 0 | 0 | 0 | 0 | 0 | 0 | 0 | 0 | 0 | 0 | 0 | 0 | 0 | 0 | 0
Total Income |  |  |  | 91.5802 | 305.7108 | 447.2432 | 560.4107 | 385.7942 | 89.9095 | 15.565 | 0 | 0 | 0 | 0 | 0 | 0 | 0 | 0 | 0 | 0 | 0 | 0 | 0 | 0 | 0 | 0 | 0 | 0 | 0 | 0 | 0 | 0 | 0 | 0 | 0 | 0 | 0 | 0 | 0 | 0 | 0 | 0 | 0 | 0 | 0 | 0 | 0 | 0 | 0 | 0 | 0 | 0 | 0 | 0 | 0 | 0 | 0 | 0 | 0
Total MF and LIL
Capex costs |  |  |  | 260.846 | 918.3437 | 1339.6846 | 1692.006 | 1109.9337 | 284.6791 | 48.5469 | 0 | 0 | 0 | 0 | 0 | 0 | 0 | 0 | 0 | 0 | 0 | 0 | 0 | 0 | 0 | 0 | 0 | 0 | 0 | 0 | 0 | 0 | 0 | 0 | 0 | 0 | 0 | 0 | 0 | 0 | 0 | 0 | 0 | 0 | 0 | 0 | 0 | 0 | 0 | 0 | 0 | 0 | 0 | 0 | 0 | 0 | 0 | 0 | 0
Direct income |  |  |  | 48.1257 | 167.2228 | 233.9398 | 294.7538 | 190.5849 | 50.4976 | 8.9663 | 0 | 0 | 0 | 0 | 0 | 0 | 0 | 0 | 0 | 0 | 0 | 0 | 0 | 0 | 0 | 0 | 0 | 0 | 0 | 0 | 0 | 0 | 0 | 0 | 0 | 0 | 0 | 0 | 0 | 0 | 0 | 0 | 0 | 0 | 0 | 0 | 0 | 0 | 0 | 0 | 0 | 0 | 0 | 0 | 0 | 0 | 0 | 0 | 0
Indirect income |  |  |  | 16.1593 | 57.0581 | 83.9923 | 106.1349 | 69.8323 | 17.7888 | 3.0067 | 0 | 0 | 0 | 0 | 0 | 0 | 0 | 0 | 0 | 0 | 0 | 0 | 0 | 0 | 0 | 0 | 0 | 0 | 0 | 0 | 0 | 0 | 0 | 0 | 0 | 0 | 0 | 0 | 0 | 0 | 0 | 0 | 0 | 0 | 0 | 0 | 0 | 0 | 0 | 0 | 0 | 0 | 0 | 0 | 0 | 0 | 0 | 0 | 0
Induced income |  |  |  | 19.2855 | 67.2843 | 95.3796 | 120.2666 | 78.1252 | 20.4859 | 3.5919 | 0 | 0 | 0 | 0 | 0 | 0 | 0 | 0 | 0 | 0 | 0 | 0 | 0 | 0 | 0 | 0 | 0 | 0 | 0 | 0 | 0 | 0 | 0 | 0 | 0 | 0 | 0 | 0 | 0 | 0 | 0 | 0 | 0 | 0 | 0 | 0 | 0 | 0 | 0 | 0 | 0 | 0 | 0 | 0 | 0 | 0 | 0 | 0 | 0
Total Income |  |  |  | 83.5706 | 291.5652 | 413.3118 | 521.1553 | 338.5424 | 88.7722 | 15.565 | 0 | 0 | 0 | 0 | 0 | 0 | 0 | 0 | 0 | 0 | 0 | 0 | 0 | 0 | 0 | 0 | 0 | 0 | 0 | 0 | 0 | 0 | 0 | 0 | 0 | 0 | 0 | 0 | 0 | 0 | 0 | 0 | 0 | 0 | 0 | 0 | 0 | 0 | 0 | 0 | 0 | 0 | 0 | 0 | 0 | 0 | 0 | 0 | 0
Capex Summary - Nominal
MF
Capex costs |  |  |  | 220.4258 | 721.736 | 769.3674 | 974.588 | 559.4876 | 199.336 | 45.8348 | 0 | 0 | 0 | 0 | 0 | 0 | 0 | 0 | 0 | 0 | 0 | 0 | 0 | 0 | 0 | 0 | 0 | 0 | 0 | 0 | 0 | 0 | 0 | 0 | 0 | 0 | 0 | 0 | 0 | 0 | 0 | 0 | 0 | 0 | 0 | 0 | 0 | 0 | 0 | 0 | 0 | 0 | 0 | 0 | 0 | 0 | 0 | 0 | 0
Direct income |  |  |  | 41.8835 | 137.1384 | 146.189 | 185.1833 | 106.3093 | 37.8762 | 8.7092 | 0 | 0 | 0 | 0 | 0 | 0 | 0 | 0 | 0 | 0 | 0 | 0 | 0 | 0 | 0 | 0 | 0 | 0 | 0 | 0 | 0 | 0 | 0 | 0 | 0 | 0 | 0 | 0 | 0 | 0 | 0 | 0 | 0 | 0 | 0 | 0 | 0 | 0 | 0 | 0 | 0 | 0 | 0 | 0 | 0 | 0 | 0 | 0 | 0
Indirect income |  |  |  | 13.5635 | 44.4108 | 47.3417 | 59.9696 | 34.4271 | 12.2658 | 2.8204 | 0 | 0 | 0 | 0 | 0 | 0 | 0 | 0 | 0 | 0 | 0 | 0 | 0 | 0 | 0 | 0 | 0 | 0 | 0 | 0 | 0 | 0 | 0 | 0 | 0 | 0 | 0 | 0 | 0 | 0 | 0 | 0 | 0 | 0 | 0 | 0 | 0 | 0 | 0 | 0 | 0 | 0 | 0 | 0 | 0 | 0 | 0 | 0 | 0
Induced income |  |  |  | 16.6341 | 54.4648 | 58.0592 | 73.5459 | 42.2209 | 15.0426 | 3.4589 | 0 | 0 | 0 | 0 | 0 | 0 | 0 | 0 | 0 | 0 | 0 | 0 | 0 | 0 | 0 | 0 | 0 | 0 | 0 | 0 | 0 | 0 | 0 | 0 | 0 | 0 | 0 | 0 | 0 | 0 | 0 | 0 | 0 | 0 | 0 | 0 | 0 | 0 | 0 | 0 | 0 | 0 | 0 | 0 | 0 | 0 | 0 | 0 | 0
Total Income |  |  |  | 72.0812 | 236.014 | 251.5899 | 318.6989 | 182.9574 | 65.1846 | 14.9884 | 0 | 0 | 0 | 0 | 0 | 0 | 0 | 0 | 0 | 0 | 0 | 0 | 0 | 0 | 0 | 0 | 0 | 0 | 0 | 0 | 0 | 0 | 0 | 0 | 0 | 0 | 0 | 0 | 0 | 0 | 0 | 0 | 0 | 0 | 0 | 0 | 0 | 0 | 0 | 0 | 0 | 0 | 0 | 0 | 0 | 0 | 0 | 0 | 0
LIL
Capex costs |  |  |  | 42.6765 | 219.2636 | 636.489 | 847.3368 | 652.8133 | 117.8286 | 8.5 | 0 | 0 | 0 | 0 | 0 | 0 | 0 | 0 | 0 | 0 | 0 | 0 | 0 | 0 | 0 | 0 | 0 | 0 | 0 | 0 | 0 | 0 | 0 | 0 | 0 | 0 | 0 | 0 | 0 | 0 | 0 | 0 | 0 | 0 | 0 | 0 | 0 | 0 | 0 | 0 | 0 | 0 | 0 | 0 | 0 | 0 | 0 | 0 | 0
Direct income |  |  |  | 6.6585 | 34.2098 | 99.306 | 132.2028 | 101.8529 | 18.3838 | 1.3262 | 0 | 0 | 0 | 0 | 0 | 0 | 0 | 0 | 0 | 0 | 0 | 0 | 0 | 0 | 0 | 0 | 0 | 0 | 0 | 0 | 0 | 0 | 0 | 0 | 0 | 0 | 0 | 0 | 0 | 0 | 0 | 0 | 0 | 0 | 0 | 0 | 0 | 0 | 0 | 0 | 0 | 0 | 0 | 0 | 0 | 0 | 0 | 0 | 0
Indirect income |  |  |  | 2.7356 | 14.0549 | 40.7993 | 54.3147 | 41.8457 | 7.5529 | 0.54485 | 0 | 0 | 0 | 0 | 0 | 0 | 0 | 0 | 0 | 0 | 0 | 0 | 0 | 0 | 0 | 0 | 0 | 0 | 0 | 0 | 0 | 0 | 0 | 0 | 0 | 0 | 0 | 0 | 0 | 0 | 0 | 0 | 0 | 0 | 0 | 0 | 0 | 0 | 0 | 0 | 0 | 0 | 0 | 0 | 0 | 0 | 0 | 0 | 0
Induced income |  |  |  | 2.8182 | 14.4794 | 42.0316 | 55.9552 | 43.1096 | 7.781 | 0.56131 | 0 | 0 | 0 | 0 | 0 | 0 | 0 | 0 | 0 | 0 | 0 | 0 | 0 | 0 | 0 | 0 | 0 | 0 | 0 | 0 | 0 | 0 | 0 | 0 | 0 | 0 | 0 | 0 | 0 | 0 | 0 | 0 | 0 | 0 | 0 | 0 | 0 | 0 | 0 | 0 | 0 | 0 | 0 | 0 | 0 | 0 | 0 | 0 | 0
Total Income |  |  |  | 12.2123 | 62.7442 | 182.1368 | 242.4727 | 186.8081 | 33.7177 | 2.4323 | 0 | 0 | 0 | 0 | 0 | 0 | 0 | 0 | 0 | 0 | 0 | 0 | 0 | 0 | 0 | 0 | 0 | 0 | 0 | 0 | 0 | 0 | 0 | 0 | 0 | 0 | 0 | 0 | 0 | 0 | 0 | 0 | 0 | 0 | 0 | 0 | 0 | 0 | 0 | 0 | 0 | 0 | 0 | 0 | 0 | 0 | 0 | 0 | 0
ML
Capex costs |  |  |  | 74.1389 | 133.0144 | 326.7642 | 387.9022 | 473.6152 | 11.6276 | 0 | 0 | 0 | 0 | 0 | 0 | 0 | 0 | 0 | 0 | 0 | 0 | 0 | 0 | 0 | 0 | 0 | 0 | 0 | 0 | 0 | 0 | 0 | 0 | 0 | 0 | 0 | 0 | 0 | 0 | 0 | 0 | 0 | 0 | 0 | 0 | 0 | 0 | 0 | 0 | 0 | 0 | 0 | 0 | 0 | 0 | 0 | 0 | 0 | 0
Direct income |  |  |  | 3.9217 | 7.0359 | 17.2845 | 20.5185 | 25.0524 | 0.61506 | 0 | 0 | 0 | 0 | 0 | 0 | 0 | 0 | 0 | 0 | 0 | 0 | 0 | 0 | 0 | 0 | 0 | 0 | 0 | 0 | 0 | 0 | 0 | 0 | 0 | 0 | 0 | 0 | 0 | 0 | 0 | 0 | 0 | 0 | 0 | 0 | 0 | 0 | 0 | 0 | 0 | 0 | 0 | 0 | 0 | 0 | 0 | 0 | 0 | 0
Indirect income |  |  |  | 2.2929 | 4.1137 | 10.1058 | 11.9966 | 14.6475 | 0.35961 | 0 | 0 | 0 | 0 | 0 | 0 | 0 | 0 | 0 | 0 | 0 | 0 | 0 | 0 | 0 | 0 | 0 | 0 | 0 | 0 | 0 | 0 | 0 | 0 | 0 | 0 | 0 | 0 | 0 | 0 | 0 | 0 | 0 | 0 | 0 | 0 | 0 | 0 | 0 | 0 | 0 | 0 | 0 | 0 | 0 | 0 | 0 | 0 | 0 | 0
Induced income |  |  |  | 1.8644 | 3.3449 | 8.2171 | 9.7545 | 11.9099 | 0.2924 | 0 | 0 | 0 | 0 | 0 | 0 | 0 | 0 | 0 | 0 | 0 | 0 | 0 | 0 | 0 | 0 | 0 | 0 | 0 | 0 | 0 | 0 | 0 | 0 | 0 | 0 | 0 | 0 | 0 | 0 | 0 | 0 | 0 | 0 | 0 | 0 | 0 | 0 | 0 | 0 | 0 | 0 | 0 | 0 | 0 | 0 | 0 | 0 | 0 | 0
Total Income |  |  |  | 8.0789 | 14.4946 | 35.6074 | 42.2696 | 51.6098 | 1.2671 | 0 | 0 | 0 | 0 | 0 | 0 | 0 | 0 | 0 | 0 | 0 | 0 | 0 | 0 | 0 | 0 | 0 | 0 | 0 | 0 | 0 | 0 | 0 | 0 | 0 | 0 | 0 | 0 | 0 | 0 | 0 | 0 | 0 | 0 | 0 | 0 | 0 | 0 | 0 | 0 | 0 | 0 | 0 | 0 | 0 | 0 | 0 | 0 | 0 | 0
Totals
Capex costs |  |  |  | 337.2412 | 1074.014 | 1732.6206 | 2209.827 | 1685.9161 | 328.7922 | 54.3347 | 0 | 0 | 0 | 0 | 0 | 0 | 0 | 0 | 0 | 0 | 0 | 0 | 0 | 0 | 0 | 0 | 0 | 0 | 0 | 0 | 0 | 0 | 0 | 0 | 0 | 0 | 0 | 0 | 0 | 0 | 0 | 0 | 0 | 0 | 0 | 0 | 0 | 0 | 0 | 0 | 0 | 0 | 0 | 0 | 0 | 0 | 0 | 0 | 0
Direct income |  |  |  | 52.4636 | 178.3842 | 262.7795 | 337.9046 | 233.2146 | 56.8751 | 10.0353 | 0 | 0 | 0 | 0 | 0 | 0 | 0 | 0 | 0 | 0 | 0 | 0 | 0 | 0 | 0 | 0 | 0 | 0 | 0 | 0 | 0 | 0 | 0 | 0 | 0 | 0 | 0 | 0 | 0 | 0 | 0 | 0 | 0 | 0 | 0 | 0 | 0 | 0 | 0 | 0 | 0 | 0 | 0 | 0 | 0 | 0 | 0 | 0 | 0
Indirect income |  |  |  | 18.592 | 62.5794 | 98.2468 | 126.281 | 90.9203 | 20.1783 | 3.3652 | 0 | 0 | 0 | 0 | 0 | 0 | 0 | 0 | 0 | 0 | 0 | 0 | 0 | 0 | 0 | 0 | 0 | 0 | 0 | 0 | 0 | 0 | 0 | 0 | 0 | 0 | 0 | 0 | 0 | 0 | 0 | 0 | 0 | 0 | 0 | 0 | 0 | 0 | 0 | 0 | 0 | 0 | 0 | 0 | 0 | 0 | 0 | 0 | 0
Induced income |  |  |  | 21.3167 | 72.2891 | 108.3079 | 139.2557 | 97.2405 | 23.116 | 4.0202 | 0 | 0 | 0 | 0 | 0 | 0 | 0 | 0 | 0 | 0 | 0 | 0 | 0 | 0 | 0 | 0 | 0 | 0 | 0 | 0 | 0 | 0 | 0 | 0 | 0 | 0 | 0 | 0 | 0 | 0 | 0 | 0 | 0 | 0 | 0 | 0 | 0 | 0 | 0 | 0 | 0 | 0 | 0 | 0 | 0 | 0 | 0 | 0 | 0
Total Income |  |  |  | 92.3723 | 313.2527 | 469.3342 | 603.4412 | 421.3753 | 100.1694 | 17.4207 | 0 | 0 | 0 | 0 | 0 | 0 | 0 | 0 | 0 | 0 | 0 | 0 | 0 | 0 | 0 | 0 | 0 | 0 | 0 | 0 | 0 | 0 | 0 | 0 | 0 | 0 | 0 | 0 | 0 | 0 | 0 | 0 | 0 | 0 | 0 | 0 | 0 | 0 | 0 | 0 | 0 | 0 | 0 | 0 | 0 | 0 | 0 | 0 | 0
Total MF and LIL
Capex costs |  |  |  | 263.1023 | 940.9995 | 1405.8564 | 1821.9248 | 1212.3008 | 317.1646 | 54.3347 | 0 | 0 | 0 | 0 | 0 | 0 | 0 | 0 | 0 | 0 | 0 | 0 | 0 | 0 | 0 | 0 | 0 | 0 | 0 | 0 | 0 | 0 | 0 | 0 | 0 | 0 | 0 | 0 | 0 | 0 | 0 | 0 | 0 | 0 | 0 | 0 | 0 | 0 | 0 | 0 | 0 | 0 | 0 | 0 | 0 | 0 | 0 | 0 | 0
Direct income |  |  |  | 48.542 | 171.3483 | 245.495 | 317.3861 | 208.1622 | 56.26 | 10.0353 | 0 | 0 | 0 | 0 | 0 | 0 | 0 | 0 | 0 | 0 | 0 | 0 | 0 | 0 | 0 | 0 | 0 | 0 | 0 | 0 | 0 | 0 | 0 | 0 | 0 | 0 | 0 | 0 | 0 | 0 | 0 | 0 | 0 | 0 | 0 | 0 | 0 | 0 | 0 | 0 | 0 | 0 | 0 | 0 | 0 | 0 | 0 | 0 | 0
Indirect income |  |  |  | 16.2991 | 58.4657 | 88.141 | 114.2843 | 76.2728 | 19.8187 | 3.3652 | 0 | 0 | 0 | 0 | 0 | 0 | 0 | 0 | 0 | 0 | 0 | 0 | 0 | 0 | 0 | 0 | 0 | 0 | 0 | 0 | 0 | 0 | 0 | 0 | 0 | 0 | 0 | 0 | 0 | 0 | 0 | 0 | 0 | 0 | 0 | 0 | 0 | 0 | 0 | 0 | 0 | 0 | 0 | 0 | 0 | 0 | 0 | 0 | 0
Induced income |  |  |  | 19.4523 | 68.9442 | 100.0908 | 129.5011 | 85.3305 | 22.8236 | 4.0202 | 0 | 0 | 0 | 0 | 0 | 0 | 0 | 0 | 0 | 0 | 0 | 0 | 0 | 0 | 0 | 0 | 0 | 0 | 0 | 0 | 0 | 0 | 0 | 0 | 0 | 0 | 0 | 0 | 0 | 0 | 0 | 0 | 0 | 0 | 0 | 0 | 0 | 0 | 0 | 0 | 0 | 0 | 0 | 0 | 0 | 0 | 0 | 0 | 0
Total Income |  |  |  | 84.2934 | 298.7582 | 433.7267 | 561.1716 | 369.7655 | 98.9023 | 17.4207 | 0 | 0 | 0 | 0 | 0 | 0 | 0 | 0 | 0 | 0 | 0 | 0 | 0 | 0 | 0 | 0 | 0 | 0 | 0 | 0 | 0 | 0 | 0 | 0 | 0 | 0 | 0 | 0 | 0 | 0 | 0 | 0 | 0 | 0 | 0 | 0 | 0 | 0 | 0 | 0 | 0 | 0 | 0 | 0 | 0 | 0 | 0 | 0 | 0
Induced |  |  |  | 0.3 | 0.3 | 0.3 | 0.3 | 0.3 | 0.3 | 0.3 | 0.3 | 0.3 | 0.3 | 0.3 | 0.3 | 0.3 | 0.3 | 0.3 | 0.3 | 0.3 | 0.3 | 0.3 | 0.3 | 0.3 | 0.3 | 0.3 | 0.3 | 0.3 | 0.3 | 0.3 | 0.3 | 0.3 | 0.3 | 0.3 | 0.3 | 0.3 | 0.3 | 0.3 | 0.3 | 0.3 | 0.3 | 0.3 | 0.3 | 0.3 | 0.3 | 0.3 | 0.3 | 0.3 | 0.3 | 0.3 | 0.3 | 0.3 | 0.3 | 0.3 | 0.3 | 0.3 | 0.3 | 0.3 | 0.3

## SCI DG3 Final
Expenditures |  | Labour Shares
Capital Costs ($M) | 2012-67 |  | Average | Peak | 2012 | 2013 | 2014 | 2015 | 2016 | 2017 | 2018 | 2019 | 2020 | 2021 | 2022 | 2023 | 2024 | 2025 | 2026 | 2027 | 2028 | 2029 | 2030 | 2031 | 2032 | 2033 | 2034 | 2035 | 2036 | 2037 | 2038 | 2039 | 2040 | 2041 | 2042 | 2043 | 2044 | 2045 | 2046 | 2047 | 2048 | 2049 | 2050 | 2051 | 2052 | 2053 | 2054 | 2055 | 2056 | 2057 | 2058 | 2059 | 2060 | 2061 | 2062 | 2063 | 2064 | 2065 | 2066 | 2067 | NPV
Muskrat Falls - Construction Capex ($M) | 3293.2562 | 38% | 470.4652 | 905.0915 | 218.5355 | 704.3592 | 733.1543 | 905.0915 | 512.2442 | 178.9191 | 40.9524 | 0 | 0 | 0 | 0 | 0 | 0 | 0 | 0 | 0 | 0 | 0 | 0 | 0 | 0 | 0 | 0 | 0 | 0 | 0 | 0 | 0 | 0 | 0 | 0 | 0 | 0 | 0 | 0 | 0 | 0 | 0 | 0 | 0 | 0 | 0 | 0 | 0 | 0 | 0 | 0 | 0 | 0 | 0 | 0 | 0 | 0 | 0 | 0 | 0 | 2801.6485
Island Link - Construction Capex ($M) | 2360.7838 | 28.7% | 337.2548 | 786.9145 | 42.3105 | 213.9845 | 606.5303 | 786.9145 | 597.6895 | 105.76 | 7.5945 | 0 | 0 | 0 | 0 | 0 | 0 | 0 | 0 | 0 | 0 | 0 | 0 | 0 | 0 | 0 | 0 | 0 | 0 | 0 | 0 | 0 | 0 | 0 | 0 | 0 | 0 | 0 | 0 | 0 | 0 | 0 | 0 | 0 | 0 | 0 | 0 | 0 | 0 | 0 | 0 | 0 | 0 | 0 | 0 | 0 | 0 | 0 | 0 | 0 | 1950.8601
Maritime Link - Construction Capex ($M) | 1319 |  | 219.8333 | 433.623 | 73.5031 | 129.8119 | 311.3838 | 360.2415 | 433.623 | 10.4367 | 0 | 0 | 0 | 0 | 0 | 0 | 0 | 0 | 0 | 0 | 0 | 0 | 0 | 0 | 0 | 0 | 0 | 0 | 0 | 0 | 0 | 0 | 0 | 0 | 0 | 0 | 0 | 0 | 0 | 0 | 0 | 0 | 0 | 0 | 0 | 0 | 0 | 0 | 0 | 0 | 0 | 0 | 0 | 0 | 0 | 0 | 0 | 0 | 0 | 0 | 1099.1118
Capital - Sub total ($M) | 6973.0399 |  | 996.1486 | 2052.2475 | 334.3491 | 1048.1556 | 1651.0684 | 2052.2475 | 1543.5567 | 295.1157 | 48.5469 | 0 | 0 | 0 | 0 | 0 | 0 | 0 | 0 | 0 | 0 | 0 | 0 | 0 | 0 | 0 | 0 | 0 | 0 | 0 | 0 | 0 | 0 | 0 | 0 | 0 | 0 | 0 | 0 | 0 | 0 | 0 | 0 | 0 | 0 | 0 | 0 | 0 | 0 | 0 | 0 | 0 | 0 | 0 | 0 | 0 | 0 | 0 | 0 | 0 | 5851.6204
0
Operating Costs ($M) | 2012-67 |  | Average | Peak | 2012 | 2013 | 2014 | 2015 | 2016 | 2017 | 2018 | 2019 | 2020 | 2021 | 2022 | 2023 | 2024 | 2025 | 2026 | 2027 | 2028 | 2029 | 2030 | 2031 | 2032 | 2033 | 2034 | 2035 | 2036 | 2037 | 2038 | 2039 | 2040 | 2041 | 2042 | 2043 | 2044 | 2045 | 2046 | 2047 | 2048 | 2049 | 2050 | 2051 | 2052 | 2053 | 2054 | 2055 | 2056 | 2057 | 2058 | 2059 | 2060 | 2061 | 2062 | 2063 | 2064 | 2065 | 2066 | 2067 | 30253.2212
Muskrat Falls - Opex ($M) | 424.6692 | 41.8% | 8.4934 | 8.4934 | [5 empty] | 0 | 8.4934 | 8.4934 | 8.4934 | 8.4934 | 8.4934 | 8.4934 | 8.4934 | 8.4934 | 8.4934 | 8.4934 | 8.4934 | 8.4934 | 8.4934 | 8.4934 | 8.4934 | 8.4934 | 8.4934 | 8.4934 | 8.4934 | 8.4934 | 8.4934 | 8.4934 | 8.4934 | 8.4934 | 8.4934 | 8.4934 | 8.4934 | 8.4934 | 8.4934 | 8.4934 | 8.4934 | 8.4934 | 8.4934 | 8.4934 | 8.4934 | 8.4934 | 8.4934 | 8.4934 | 8.4934 | 8.4934 | 8.4934 | 8.4934 | 8.4934 | 8.4934 | 8.4934 | 8.4934 | 8.4934 | 8.4934 | 8.4934 | 8.4934 | 109.5468
Island Link - Opex ($M) | 757.8065 | 35.8% | 14.859 | 16.0706 | [5 empty] | 7.9853 | 15.9706 | 15.9706 | 14.6231 | 15.8706 | 14.6231 | 15.8706 | 14.6231 | 15.8706 | 14.6231 | 16.0706 | 14.6231 | 15.8706 | 14.6231 | 14.6231 | 14.6231 | 14.6231 | 15.8706 | 14.6231 | 14.6231 | 14.8231 | 14.6231 | 15.8706 | 14.6231 | 14.6231 | 14.6231 | 14.6231 | 15.8706 | 14.6231 | 14.6231 | 14.8231 | 14.6231 | 15.8706 | 14.6231 | 14.6231 | 14.6231 | 14.6231 | 15.8706 | 14.6231 | 14.6231 | 14.8231 | 14.6231 | 15.8706 | 14.6231 | 14.6231 | 14.6231 | 14.6231 | 15.8706 | 14.6231 | 14.6231 | 14.8231 | 203.1548
Maritime Link - Opex ($M) | 599.558 |  | 11.9912 | 17.0018 | [5 empty] | 0 | 7.8019 | 10.4026 | 15.9546 | 10.4026 | 15.9546 | 10.6056 | 10.4026 | 10.4026 | 10.4026 | 16.8278 | 11.4497 | 11.4497 | 11.4497 | 11.4497 | 17.0018 | 11.4497 | 11.4497 | 11.4497 | 11.4497 | 17.0018 | 11.4497 | 11.4497 | 11.4497 | 11.4497 | 17.0018 | 11.4497 | 11.4497 | 11.6528 | 11.4497 | 17.0018 | 11.4497 | 11.4497 | 11.4497 | 11.4497 | 11.4497 | 11.4497 | 11.4497 | 11.4497 | 11.4497 | 11.4497 | 11.4497 | 11.4497 | 11.4497 | 11.4497 | 11.4497 | 11.4497 | 11.4497 | 11.4497 | 11.4497 | 11.4497 | 154.5344
Operations - Sub total ($M) | 1782.0338 |  | 34.9418 | 41.3918 | [5 empty] | 7.9853 | 32.266 | 34.8666 | 39.0711 | 34.7666 | 39.0711 | 34.9697 | 33.5191 | 34.7666 | 33.5191 | 41.3918 | 34.5662 | 35.8137 | 34.5662 | 34.5662 | 40.1183 | 34.5662 | 35.8137 | 34.5662 | 34.5662 | 40.3183 | 34.5662 | 35.8137 | 34.5662 | 34.5662 | 40.1183 | 34.5662 | 35.8137 | 34.7693 | 34.5662 | 40.3183 | 34.5662 | 35.8137 | 34.5662 | 34.5662 | 34.5662 | 34.5662 | 35.8137 | 34.5662 | 34.5662 | 34.7662 | 34.5662 | 35.8137 | 34.5662 | 34.5662 | 34.5662 | 34.5662 | 35.8137 | 34.5662 | 34.5662 | 34.7662 | 467.2359
0
Employment (PY) | [60 empty] | 0
Project Direct Employment (PY) | [60 empty] | 0
Capital Costs (PY) | 2012-67 |  | Average | Peak | 2012 | 2013 | 2014 | 2015 | 2016 | 2017 | 2018 | 2019 | 2020 | 2021 | 2022 | 2023 | 2024 | 2025 | 2026 | 2027 | 2028 | 2029 | 2030 | 2031 | 2032 | 2033 | 2034 | 2035 | 2036 | 2037 | 2038 | 2039 | 2040 | 2041 | 2042 | 2043 | 2044 | 2045 | 2046 | 2047 | 2048 | 2049 | 2050 | 2051 | 2052 | 2053 | 2054 | 2055 | 2056 | 2057 | 2058 | 2059 | 2060 | 2061 | 2062 | 2063 | 2064 | 2065 | 2066 | 2067 | 30253.2212
Muskrat Falls - Construction Capex (PY) | 6215.8697 |  | 887.9814 | 1708.3187 | 412.4757 | 1329.4456 | 1383.795 | 1708.3187 | 966.8375 | 337.7015 | 77.2957 | 0 | 0 | 0 | 0 | 0 | 0 | 0 | 0 | 0 | 0 | 0 | 0 | 0 | 0 | 0 | 0 | 0 | 0 | 0 | 0 | 0 | 0 | 0 | 0 | 0 | 0 | 0 | 0 | 0 | 0 | 0 | 0 | 0 | 0 | 0 | 0 | 0 | 0 | 0 | 0 | 0 | 0 | 0 | 0 | 0 | 0 | 0 | 0 | 0 | 5287.9829
Island Link - Construction Capex (PY) | 2971.6331 |  | 424.519 | 990.5274 | 53.2583 | 269.3526 | 763.4691 | 990.5274 | 752.3408 | 133.1252 | 9.5596 | 0 | 0 | 0 | 0 | 0 | 0 | 0 | 0 | 0 | 0 | 0 | 0 | 0 | 0 | 0 | 0 | 0 | 0 | 0 | 0 | 0 | 0 | 0 | 0 | 0 | 0 | 0 | 0 | 0 | 0 | 0 | 0 | 0 | 0 | 0 | 0 | 0 | 0 | 0 | 0 | 0 | 0 | 0 | 0 | 0 | 0 | 0 | 0 | 0 | 2455.6422
Maritime Link - Construction Capex (PY) | 1341.5501 |  | 223.5917 | 441.0364 | 74.7597 | 132.0312 | 316.7073 | 366.4003 | 441.0364 | 10.6151 | 0 | 0 | 0 | 0 | 0 | 0 | 0 | 0 | 0 | 0 | 0 | 0 | 0 | 0 | 0 | 0 | 0 | 0 | 0 | 0 | 0 | 0 | 0 | 0 | 0 | 0 | 0 | 0 | 0 | 0 | 0 | 0 | 0 | 0 | 0 | 0 | 0 | 0 | 0 | 0 | 0 | 0 | 0 | 0 | 0 | 0 | 0 | 0 | 0 | 0 | 1117.9026
Capital - Sub total (PY) | 10529.0529 |  | 1504.1504 | 3065.2464 | 540.4937 | 1730.8295 | 2463.9714 | 3065.2464 | 2160.2146 | 481.4419 | 86.8553 | 0 | 0 | 0 | 0 | 0 | 0 | 0 | 0 | 0 | 0 | 0 | 0 | 0 | 0 | 0 | 0 | 0 | 0 | 0 | 0 | 0 | 0 | 0 | 0 | 0 | 0 | 0 | 0 | 0 | 0 | 0 | 0 | 0 | 0 | 0 | 0 | 0 | 0 | 0 | 0 | 0 | 0 | 0 | 0 | 0 | 0 | 0 | 0 | 0 | 8861.5278
0
Operating Costs (PY)) | 2012-67 |  | Average | Peak | 2012 | 2013 | 2014 | 2015 | 2016 | 2017 | 2018 | 2019 | 2020 | 2021 | 2022 | 2023 | 2024 | 2025 | 2026 | 2027 | 2028 | 2029 | 2030 | 2031 | 2032 | 2033 | 2034 | 2035 | 2036 | 2037 | 2038 | 2039 | 2040 | 2041 | 2042 | 2043 | 2044 | 2045 | 2046 | 2047 | 2048 | 2049 | 2050 | 2051 | 2052 | 2053 | 2054 | 2055 | 2056 | 2057 | 2058 | 2059 | 2060 | 2061 | 2062 | 2063 | 2064 | 2065 | 2066 | 2067 | 30253.2212
Muskrat Falls - Opex (PY) | 1445.3987 |  | 28.908 | 28.908 | 0 | 0 | 0 | 0 | 0 | 0 | 28.908 | 28.908 | 28.908 | 28.908 | 28.908 | 28.908 | 28.908 | 28.908 | 28.908 | 28.908 | 28.908 | 28.908 | 28.908 | 28.908 | 28.908 | 28.908 | 28.908 | 28.908 | 28.908 | 28.908 | 28.908 | 28.908 | 28.908 | 28.908 | 28.908 | 28.908 | 28.908 | 28.908 | 28.908 | 28.908 | 28.908 | 28.908 | 28.908 | 28.908 | 28.908 | 28.908 | 28.908 | 28.908 | 28.908 | 28.908 | 28.908 | 28.908 | 28.908 | 28.908 | 28.908 | 28.908 | 28.908 | 28.908 | 28.908 | 28.908 | 284.447
Island Link - Opex (PY) | 2524.604 |  | 49.502 | 49.9922 | 0 | 0 | 0 | 0 | 0 | 24.9961 | 49.9922 | 49.9922 | 49.9922 | 49.9922 | 49.9922 | 49.9922 | 49.9922 | 49.9922 | 49.9922 | 49.9922 | 49.9922 | 49.9922 | 49.9922 | 49.9922 | 49.9922 | 49.9922 | 49.9922 | 49.9922 | 49.9922 | 49.9922 | 49.9922 | 49.9922 | 49.9922 | 49.9922 | 49.9922 | 49.9922 | 49.9922 | 49.9922 | 49.9922 | 49.9922 | 49.9922 | 49.9922 | 49.9922 | 49.9922 | 49.9922 | 49.9922 | 49.9922 | 49.9922 | 49.9922 | 49.9922 | 49.9922 | 49.9922 | 49.9922 | 49.9922 | 49.9922 | 49.9922 | 49.9922 | 49.9922 | 49.9922 | 49.9922 | 509.7318
Maritime Link - Opex (PY) | 536.7681 |  | 10.7354 | 15.2212 | 0 | 0 | 0 | 0 | 0 | 0 | 6.9849 | 9.3132 | 14.2837 | 9.3132 | 14.2837 | 9.4949 | 9.3132 | 9.3132 | 9.3132 | 15.0655 | 10.2506 | 10.2506 | 10.2506 | 10.2506 | 15.2212 | 10.2506 | 10.2506 | 10.2506 | 10.2506 | 15.2212 | 10.2506 | 10.2506 | 10.2506 | 10.2506 | 15.2212 | 10.2506 | 10.2506 | 10.4324 | 10.2506 | 15.2212 | 10.2506 | 10.2506 | 10.2506 | 10.2506 | 10.2506 | 10.2506 | 10.2506 | 10.2506 | 10.2506 | 10.2506 | 10.2506 | 10.2506 | 10.2506 | 10.2506 | 10.2506 | 10.2506 | 10.2506 | 10.2506 | 10.2506 | 10.2506 | 105.5469
Operations - Sub total (PY) | 4506.7708 |  | 88.3681 | 94.1214 | 0 | 0 | 0 | 0 | 0 | 24.9961 | 85.885 | 88.2133 | 93.1839 | 88.2133 | 93.1839 | 88.3951 | 88.2133 | 88.2133 | 88.2133 | 93.9656 | 89.1508 | 89.1508 | 89.1508 | 89.1508 | 94.1214 | 89.1508 | 89.1508 | 89.1508 | 89.1508 | 94.1214 | 89.1508 | 89.1508 | 89.1508 | 89.1508 | 94.1214 | 89.1508 | 89.1508 | 89.3326 | 89.1508 | 94.1214 | 89.1508 | 89.1508 | 89.1508 | 89.1508 | 89.1508 | 89.1508 | 89.1508 | 89.1508 | 89.1508 | 89.1508 | 89.1508 | 89.1508 | 89.1508 | 89.1508 | 89.1508 | 89.1508 | 89.1508 | 89.1508 | 89.1508 | 89.1508 | 899.7256
0
Employment (M PH) | [60 empty] | 0
Project Direct Employment (M PH) | [60 empty] | 0
Capital Costs (M PH) | 2012-67 |  | Average | Peak | 2012 | 2013 | 2014 | 2015 | 2016 | 2017 | 2018 | 2019 | 2020 | 2021 | 2022 | 2023 | 2024 | 2025 | 2026 | 2027 | 2028 | 2029 | 2030 | 2031 | 2032 | 2033 | 2034 | 2035 | 2036 | 2037 | 2038 | 2039 | 2040 | 2041 | 2042 | 2043 | 2044 | 2045 | 2046 | 2047 | 2048 | 2049 | 2050 | 2051 | 2052 | 2053 | 2054 | 2055 | 2056 | 2057 | 2058 | 2059 | 2060 | 2061 | 2062 | 2063 | 2064 | 2065 | 2066 | 2067 | 30253.2212
Muskrat Falls - Construction Capex (M PH) | 12.4317 |  | 1.776 | 3.4166 | 0.82495 | 2.6589 | 2.7676 | 3.4166 | 1.9337 | 0.6754 | 0.15459 | 0 | 0 | 0 | 0 | 0 | 0 | 0 | 0 | 0 | 0 | 0 | 0 | 0 | 0 | 0 | 0 | 0 | 0 | 0 | 0 | 0 | 0 | 0 | 0 | 0 | 0 | 0 | 0 | 0 | 0 | 0 | 0 | 0 | 0 | 0 | 0 | 0 | 0 | 0 | 0 | 0 | 0 | 0 | 0 | 0 | 0 | 0 | 0 | 0 | 10.576
Island Link - Construction Capex (M PH) | 5.9433 |  | 0.84904 | 1.9811 | 0.10652 | 0.53871 | 1.5269 | 1.9811 | 1.5047 | 0.26625 | 0.019119 | 0 | 0 | 0 | 0 | 0 | 0 | 0 | 0 | 0 | 0 | 0 | 0 | 0 | 0 | 0 | 0 | 0 | 0 | 0 | 0 | 0 | 0 | 0 | 0 | 0 | 0 | 0 | 0 | 0 | 0 | 0 | 0 | 0 | 0 | 0 | 0 | 0 | 0 | 0 | 0 | 0 | 0 | 0 | 0 | 0 | 0 | 0 | 0 | 0 | 4.9113
Maritime Link - Construction Capex (M PH) | 2.6831 |  | 0.44718 | 0.88207 | 0.14952 | 0.26406 | 0.63341 | 0.7328 | 0.88207 | 0.02123 | 0 | 0 | 0 | 0 | 0 | 0 | 0 | 0 | 0 | 0 | 0 | 0 | 0 | 0 | 0 | 0 | 0 | 0 | 0 | 0 | 0 | 0 | 0 | 0 | 0 | 0 | 0 | 0 | 0 | 0 | 0 | 0 | 0 | 0 | 0 | 0 | 0 | 0 | 0 | 0 | 0 | 0 | 0 | 0 | 0 | 0 | 0 | 0 | 0 | 0 | 2.2358
Capital - Sub total (PH) | 21.0581 |  | 3.0083 | 6.1305 | 1.081 | 3.4617 | 4.9279 | 6.1305 | 4.3204 | 0.96288 | 0.17371 | 0 | 0 | 0 | 0 | 0 | 0 | 0 | 0 | 0 | 0 | 0 | 0 | 0 | 0 | 0 | 0 | 0 | 0 | 0 | 0 | 0 | 0 | 0 | 0 | 0 | 0 | 0 | 0 | 0 | 0 | 0 | 0 | 0 | 0 | 0 | 0 | 0 | 0 | 0 | 0 | 0 | 0 | 0 | 0 | 0 | 0 | 0 | 0 | 0 | 17.7231
0
Operating Costs (PH)) | 2012-67 |  | Average | Peak | 2012 | 2013 | 2014 | 2015 | 2016 | 2017 | 2018 | 2019 | 2020 | 2021 | 2022 | 2023 | 2024 | 2025 | 2026 | 2027 | 2028 | 2029 | 2030 | 2031 | 2032 | 2033 | 2034 | 2035 | 2036 | 2037 | 2038 | 2039 | 2040 | 2041 | 2042 | 2043 | 2044 | 2045 | 2046 | 2047 | 2048 | 2049 | 2050 | 2051 | 2052 | 2053 | 2054 | 2055 | 2056 | 2057 | 2058 | 2059 | 2060 | 2061 | 2062 | 2063 | 2064 | 2065 | 2066 | 2067 | 30253.2212
Muskrat Falls - Opex (PH) | 2.8908 |  | 0.057816 | 0.057816 | 0 | 0 | 0 | 0 | 0 | 0 | 0.057816 | 0.057816 | 0.057816 | 0.057816 | 0.057816 | 0.057816 | 0.057816 | 0.057816 | 0.057816 | 0.057816 | 0.057816 | 0.057816 | 0.057816 | 0.057816 | 0.057816 | 0.057816 | 0.057816 | 0.057816 | 0.057816 | 0.057816 | 0.057816 | 0.057816 | 0.057816 | 0.057816 | 0.057816 | 0.057816 | 0.057816 | 0.057816 | 0.057816 | 0.057816 | 0.057816 | 0.057816 | 0.057816 | 0.057816 | 0.057816 | 0.057816 | 0.057816 | 0.057816 | 0.057816 | 0.057816 | 0.057816 | 0.057816 | 0.057816 | 0.057816 | 0.057816 | 0.057816 | 0.057816 | 0.057816 | 0.057816 | 0.057816 | 0.56889
Island Link - Opex (PH) | 5.0492 |  | 0.099004 | 0.099984 | 0 | 0 | 0 | 0 | 0 | 0.049992 | 0.099984 | 0.099984 | 0.099984 | 0.099984 | 0.099984 | 0.099984 | 0.099984 | 0.099984 | 0.099984 | 0.099984 | 0.099984 | 0.099984 | 0.099984 | 0.099984 | 0.099984 | 0.099984 | 0.099984 | 0.099984 | 0.099984 | 0.099984 | 0.099984 | 0.099984 | 0.099984 | 0.099984 | 0.099984 | 0.099984 | 0.099984 | 0.099984 | 0.099984 | 0.099984 | 0.099984 | 0.099984 | 0.099984 | 0.099984 | 0.099984 | 0.099984 | 0.099984 | 0.099984 | 0.099984 | 0.099984 | 0.099984 | 0.099984 | 0.099984 | 0.099984 | 0.099984 | 0.099984 | 0.099984 | 0.099984 | 0.099984 | 0.099984 | 1.0195
Maritime Link - Opex (PH) | 1.0735 |  | 0.021471 | 0.030442 | 0 | 0 | 0 | 0 | 0 | 0 | 0.01397 | 0.018626 | 0.028567 | 0.018626 | 0.028567 | 0.01899 | 0.018626 | 0.018626 | 0.018626 | 0.030131 | 0.020501 | 0.020501 | 0.020501 | 0.020501 | 0.030442 | 0.020501 | 0.020501 | 0.020501 | 0.020501 | 0.030442 | 0.020501 | 0.020501 | 0.020501 | 0.020501 | 0.030442 | 0.020501 | 0.020501 | 0.020865 | 0.020501 | 0.030442 | 0.020501 | 0.020501 | 0.020501 | 0.020501 | 0.020501 | 0.020501 | 0.020501 | 0.020501 | 0.020501 | 0.020501 | 0.020501 | 0.020501 | 0.020501 | 0.020501 | 0.020501 | 0.020501 | 0.020501 | 0.020501 | 0.020501 | 0.020501 | 0.21109
Operations - Sub total (PH) | 9.0135 |  | 0.17674 | 0.18824 | 0 | 0 | 0 | 0 | 0 | 0.049992 | 0.17177 | 0.17643 | 0.18637 | 0.17643 | 0.18637 | 0.17679 | 0.17643 | 0.17643 | 0.17643 | 0.18793 | 0.1783 | 0.1783 | 0.1783 | 0.1783 | 0.18824 | 0.1783 | 0.1783 | 0.1783 | 0.1783 | 0.18824 | 0.1783 | 0.1783 | 0.1783 | 0.1783 | 0.18824 | 0.1783 | 0.1783 | 0.17867 | 0.1783 | 0.18824 | 0.1783 | 0.1783 | 0.1783 | 0.1783 | 0.1783 | 0.1783 | 0.1783 | 0.1783 | 0.1783 | 0.1783 | 0.1783 | 0.1783 | 0.1783 | 0.1783 | 0.1783 | 0.1783 | 0.1783 | 0.1783 | 0.1783 | 0.1783 | 1.7995
0
0
0
Employment (PY) | [60 empty] | 0
NL Direct Employment (PY) | [60 empty] | 0
Capital Costs (PY) | 2012-67 |  | Average | Peak | 2012 | 2013 | 2014 | 2015 | 2016 | 2017 | 2018 | 2019 | 2020 | 2021 | 2022 | 2023 | 2024 | 2025 | 2026 | 2027 | 2028 | 2029 | 2030 | 2031 | 2032 | 2033 | 2034 | 2035 | 2036 | 2037 | 2038 | 2039 | 2040 | 2041 | 2042 | 2043 | 2044 | 2045 | 2046 | 2047 | 2048 | 2049 | 2050 | 2051 | 2052 | 2053 | 2054 | 2055 | 2056 | 2057 | 2058 | 2059 | 2060 | 2061 | 2062 | 2063 | 2064 | 2065 | 2066 | 2067 | 30253.2212
Muskrat Falls - Construction Capex (PY) | 4052.7471 |  | 578.9639 | 1113.8238 | 268.9341 | 866.7986 | 902.2344 | 1113.8238 | 630.378 | 220.1814 | 50.3968 | 0 | 0 | 0 | 0 | 0 | 0 | 0 | 0 | 0 | 0 | 0 | 0 | 0 | 0 | 0 | 0 | 0 | 0 | 0 | 0 | 0 | 0 | 0 | 0 | 0 | 0 | 0 | 0 | 0 | 0 | 0 | 0 | 0 | 0 | 0 | 0 | 0 | 0 | 0 | 0 | 0 | 0 | 0 | 0 | 0 | 0 | 0 | 0 | 0 | 3447.7649
Island Link - Construction Capex (PY) | 2124.7176 |  | 303.5311 | 708.2271 | 38.0797 | 192.5871 | 545.8804 | 708.2271 | 537.9236 | 95.1845 | 6.8351 | 0 | 0 | 0 | 0 | 0 | 0 | 0 | 0 | 0 | 0 | 0 | 0 | 0 | 0 | 0 | 0 | 0 | 0 | 0 | 0 | 0 | 0 | 0 | 0 | 0 | 0 | 0 | 0 | 0 | 0 | 0 | 0 | 0 | 0 | 0 | 0 | 0 | 0 | 0 | 0 | 0 | 0 | 0 | 0 | 0 | 0 | 0 | 0 | 0 | 1755.7842
Maritime Link - Construction Capex (PY) | 402.465 |  | 67.0775 | 132.3109 | 22.4279 | 39.6094 | 95.0122 | 109.9201 | 132.3109 | 3.1845 | 0 | 0 | 0 | 0 | 0 | 0 | 0 | 0 | 0 | 0 | 0 | 0 | 0 | 0 | 0 | 0 | 0 | 0 | 0 | 0 | 0 | 0 | 0 | 0 | 0 | 0 | 0 | 0 | 0 | 0 | 0 | 0 | 0 | 0 | 0 | 0 | 0 | 0 | 0 | 0 | 0 | 0 | 0 | 0 | 0 | 0 | 0 | 0 | 0 | 0 | 335.3708
Capital - Sub total (PY) | 6579.9297 |  | 939.99 | 1931.971 | 329.4418 | 1098.9951 | 1543.127 | 1931.971 | 1300.6126 | 318.5505 | 57.2319 | 0 | 0 | 0 | 0 | 0 | 0 | 0 | 0 | 0 | 0 | 0 | 0 | 0 | 0 | 0 | 0 | 0 | 0 | 0 | 0 | 0 | 0 | 0 | 0 | 0 | 0 | 0 | 0 | 0 | 0 | 0 | 0 | 0 | 0 | 0 | 0 | 0 | 0 | 0 | 0 | 0 | 0 | 0 | 0 | 0 | 0 | 0 | 0 | 0 | 5538.9198
0
Operating Costs (PY)) | 2012-67 |  | Average | Peak | 2012 | 2013 | 2014 | 2015 | 2016 | 2017 | 2018 | 2019 | 2020 | 2021 | 2022 | 2023 | 2024 | 2025 | 2026 | 2027 | 2028 | 2029 | 2030 | 2031 | 2032 | 2033 | 2034 | 2035 | 2036 | 2037 | 2038 | 2039 | 2040 | 2041 | 2042 | 2043 | 2044 | 2045 | 2046 | 2047 | 2048 | 2049 | 2050 | 2051 | 2052 | 2053 | 2054 | 2055 | 2056 | 2057 | 2058 | 2059 | 2060 | 2061 | 2062 | 2063 | 2064 | 2065 | 2066 | 2067 | 30253.2212
Muskrat Falls - Opex (PY) | 1445.3987 |  | 28.908 | 28.908 | 0 | 0 | 0 | 0 | 0 | 0 | 28.908 | 28.908 | 28.908 | 28.908 | 28.908 | 28.908 | 28.908 | 28.908 | 28.908 | 28.908 | 28.908 | 28.908 | 28.908 | 28.908 | 28.908 | 28.908 | 28.908 | 28.908 | 28.908 | 28.908 | 28.908 | 28.908 | 28.908 | 28.908 | 28.908 | 28.908 | 28.908 | 28.908 | 28.908 | 28.908 | 28.908 | 28.908 | 28.908 | 28.908 | 28.908 | 28.908 | 28.908 | 28.908 | 28.908 | 28.908 | 28.908 | 28.908 | 28.908 | 28.908 | 28.908 | 28.908 | 28.908 | 28.908 | 28.908 | 28.908 | 284.447
Island Link - Opex (PY) | 2524.604 |  | 49.502 | 49.9922 | 0 | 0 | 0 | 0 | 0 | 24.9961 | 49.9922 | 49.9922 | 49.9922 | 49.9922 | 49.9922 | 49.9922 | 49.9922 | 49.9922 | 49.9922 | 49.9922 | 49.9922 | 49.9922 | 49.9922 | 49.9922 | 49.9922 | 49.9922 | 49.9922 | 49.9922 | 49.9922 | 49.9922 | 49.9922 | 49.9922 | 49.9922 | 49.9922 | 49.9922 | 49.9922 | 49.9922 | 49.9922 | 49.9922 | 49.9922 | 49.9922 | 49.9922 | 49.9922 | 49.9922 | 49.9922 | 49.9922 | 49.9922 | 49.9922 | 49.9922 | 49.9922 | 49.9922 | 49.9922 | 49.9922 | 49.9922 | 49.9922 | 49.9922 | 49.9922 | 49.9922 | 49.9922 | 49.9922 | 509.7318
Maritime Link - Opex (PY) | 134.192 |  | 2.6838 | 3.8053 | 0 | 0 | 0 | 0 | 0 | 0 | 1.7462 | 2.3283 | 3.5709 | 2.3283 | 3.5709 | 2.3737 | 2.3283 | 2.3283 | 2.3283 | 3.7664 | 2.5627 | 2.5627 | 2.5627 | 2.5627 | 3.8053 | 2.5627 | 2.5627 | 2.5627 | 2.5627 | 3.8053 | 2.5627 | 2.5627 | 2.5627 | 2.5627 | 3.8053 | 2.5627 | 2.5627 | 2.6081 | 2.5627 | 3.8053 | 2.5627 | 2.5627 | 2.5627 | 2.5627 | 2.5627 | 2.5627 | 2.5627 | 2.5627 | 2.5627 | 2.5627 | 2.5627 | 2.5627 | 2.5627 | 2.5627 | 2.5627 | 2.5627 | 2.5627 | 2.5627 | 2.5627 | 2.5627 | 26.3867
Operations - Sub total (PY) | 4104.1947 |  | 80.4744 | 82.7054 | 0 | 0 | 0 | 0 | 0 | 24.9961 | 80.6464 | 81.2284 | 82.4711 | 81.2284 | 82.4711 | 81.2739 | 81.2284 | 81.2284 | 81.2284 | 82.6665 | 81.4628 | 81.4628 | 81.4628 | 81.4628 | 82.7054 | 81.4628 | 81.4628 | 81.4628 | 81.4628 | 82.7054 | 81.4628 | 81.4628 | 81.4628 | 81.4628 | 82.7054 | 81.4628 | 81.4628 | 81.5082 | 81.4628 | 82.7054 | 81.4628 | 81.4628 | 81.4628 | 81.4628 | 81.4628 | 81.4628 | 81.4628 | 81.4628 | 81.4628 | 81.4628 | 81.4628 | 81.4628 | 81.4628 | 81.4628 | 81.4628 | 81.4628 | 81.4628 | 81.4628 | 81.4628 | 81.4628 | 820.5655
0
0
0
0
NL Indirect Employment (PY) | [60 empty] | 0
Capital Costs (PY) | 2012-67 |  | Average | Peak | 2012 | 2013 | 2014 | 2015 | 2016 | 2017 | 2018 | 2019 | 2020 | 2021 | 2022 | 2023 | 2024 | 2025 | 2026 | 2027 | 2028 | 2029 | 2030 | 2031 | 2032 | 2033 | 2034 | 2035 | 2036 | 2037 | 2038 | 2039 | 2040 | 2041 | 2042 | 2043 | 2044 | 2045 | 2046 | 2047 | 2048 | 2049 | 2050 | 2051 | 2052 | 2053 | 2054 | 2055 | 2056 | 2057 | 2058 | 2059 | 2060 | 2061 | 2062 | 2063 | 2064 | 2065 | 2066 | 2067 | 30253.2212
Muskrat Falls - Construction Capex (PY) | 2786.6048 |  | 398.0864 | 765.8476 | 184.9149 | 595.997 | 620.3621 | 765.8476 | 433.438 | 151.3932 | 34.652 | 0 | 0 | 0 | 0 | 0 | 0 | 0 | 0 | 0 | 0 | 0 | 0 | 0 | 0 | 0 | 0 | 0 | 0 | 0 | 0 | 0 | 0 | 0 | 0 | 0 | 0 | 0 | 0 | 0 | 0 | 0 | 0 | 0 | 0 | 0 | 0 | 0 | 0 | 0 | 0 | 0 | 0 | 0 | 0 | 0 | 0 | 0 | 0 | 0 | 2370.6286
Island Link - Construction Capex (PY) | 2083.5807 |  | 297.6544 | 694.515 | 37.3424 | 188.8584 | 535.3115 | 694.515 | 527.5088 | 93.3417 | 6.7028 | 0 | 0 | 0 | 0 | 0 | 0 | 0 | 0 | 0 | 0 | 0 | 0 | 0 | 0 | 0 | 0 | 0 | 0 | 0 | 0 | 0 | 0 | 0 | 0 | 0 | 0 | 0 | 0 | 0 | 0 | 0 | 0 | 0 | 0 | 0 | 0 | 0 | 0 | 0 | 0 | 0 | 0 | 0 | 0 | 0 | 0 | 0 | 0 | 0 | 1721.7902
Maritime Link - Construction Capex (PY) | 559.3417 |  | 93.2236 | 183.8843 | 31.1701 | 55.0487 | 132.047 | 152.7658 | 183.8843 | 4.4258 | 0 | 0 | 0 | 0 | 0 | 0 | 0 | 0 | 0 | 0 | 0 | 0 | 0 | 0 | 0 | 0 | 0 | 0 | 0 | 0 | 0 | 0 | 0 | 0 | 0 | 0 | 0 | 0 | 0 | 0 | 0 | 0 | 0 | 0 | 0 | 0 | 0 | 0 | 0 | 0 | 0 | 0 | 0 | 0 | 0 | 0 | 0 | 0 | 0 | 0 | 466.0949
Capital - Sub total (PY) | 5429.5273 |  | 775.6468 | 1613.1285 | 253.4274 | 839.9041 | 1287.7206 | 1613.1285 | 1144.8311 | 249.1607 | 41.3548 | 0 | 0 | 0 | 0 | 0 | 0 | 0 | 0 | 0 | 0 | 0 | 0 | 0 | 0 | 0 | 0 | 0 | 0 | 0 | 0 | 0 | 0 | 0 | 0 | 0 | 0 | 0 | 0 | 0 | 0 | 0 | 0 | 0 | 0 | 0 | 0 | 0 | 0 | 0 | 0 | 0 | 0 | 0 | 0 | 0 | 0 | 0 | 0 | 0 | 4558.5137
0
Operating Costs (PY)) | 2012-67 |  | Average | Peak | 2012 | 2013 | 2014 | 2015 | 2016 | 2017 | 2018 | 2019 | 2020 | 2021 | 2022 | 2023 | 2024 | 2025 | 2026 | 2027 | 2028 | 2029 | 2030 | 2031 | 2032 | 2033 | 2034 | 2035 | 2036 | 2037 | 2038 | 2039 | 2040 | 2041 | 2042 | 2043 | 2044 | 2045 | 2046 | 2047 | 2048 | 2049 | 2050 | 2051 | 2052 | 2053 | 2054 | 2055 | 2056 | 2057 | 2058 | 2059 | 2060 | 2061 | 2062 | 2063 | 2064 | 2065 | 2066 | 2067 | 30253.2212
Muskrat Falls - Opex (PY) | 1364.6601 |  | 27.2932 | 27.2932 | 0 | 0 | 0 | 0 | 0 | 0 | 27.2932 | 27.2932 | 27.2932 | 27.2932 | 27.2932 | 27.2932 | 27.2932 | 27.2932 | 27.2932 | 27.2932 | 27.2932 | 27.2932 | 27.2932 | 27.2932 | 27.2932 | 27.2932 | 27.2932 | 27.2932 | 27.2932 | 27.2932 | 27.2932 | 27.2932 | 27.2932 | 27.2932 | 27.2932 | 27.2932 | 27.2932 | 27.2932 | 27.2932 | 27.2932 | 27.2932 | 27.2932 | 27.2932 | 27.2932 | 27.2932 | 27.2932 | 27.2932 | 27.2932 | 27.2932 | 27.2932 | 27.2932 | 27.2932 | 27.2932 | 27.2932 | 27.2932 | 27.2932 | 27.2932 | 27.2932 | 27.2932 | 27.2932 | 268.558
Island Link - Opex (PY) | 2404.4038 |  | 47.1452 | 54.0162 | 0 | 0 | 0 | 0 | 0 | 26.7073 | 53.4146 | 53.4146 | 45.3082 | 52.813 | 45.3082 | 52.813 | 45.3082 | 52.813 | 45.3082 | 54.0162 | 45.3082 | 52.813 | 45.3082 | 45.3082 | 45.3082 | 45.3082 | 52.813 | 45.3082 | 45.3082 | 46.5114 | 45.3082 | 52.813 | 45.3082 | 45.3082 | 45.3082 | 45.3082 | 52.813 | 45.3082 | 45.3082 | 46.5114 | 45.3082 | 52.813 | 45.3082 | 45.3082 | 45.3082 | 45.3082 | 52.813 | 45.3082 | 45.3082 | 46.5114 | 45.3082 | 52.813 | 45.3082 | 45.3082 | 45.3082 | 45.3082 | 52.813 | 45.3082 | 45.3082 | 46.5114 | 497.3766
Maritime Link - Opex (PY) | 793.8305 |  | 15.8766 | 22.5108 | 0 | 0 | 0 | 0 | 0 | 0 | 10.33 | 13.7733 | 21.1243 | 13.7733 | 21.1243 | 14.0422 | 13.7733 | 13.7733 | 13.7733 | 22.2804 | 15.1597 | 15.1597 | 15.1597 | 15.1597 | 22.5108 | 15.1597 | 15.1597 | 15.1597 | 15.1597 | 22.5108 | 15.1597 | 15.1597 | 15.1597 | 15.1597 | 22.5108 | 15.1597 | 15.1597 | 15.4286 | 15.1597 | 22.5108 | 15.1597 | 15.1597 | 15.1597 | 15.1597 | 15.1597 | 15.1597 | 15.1597 | 15.1597 | 15.1597 | 15.1597 | 15.1597 | 15.1597 | 15.1597 | 15.1597 | 15.1597 | 15.1597 | 15.1597 | 15.1597 | 15.1597 | 15.1597 | 156.0941
Operations - Sub total (PY) | 4562.8943 |  | 89.4685 | 103.5898 | 0 | 0 | 0 | 0 | 0 | 26.7073 | 91.0378 | 94.4811 | 93.7258 | 93.8795 | 93.7258 | 94.1484 | 86.3747 | 93.8795 | 86.3747 | 103.5898 | 87.7612 | 95.2659 | 87.7612 | 87.7612 | 95.1122 | 87.7612 | 95.2659 | 87.7612 | 87.7612 | 96.3154 | 87.7612 | 95.2659 | 87.7612 | 87.7612 | 95.1122 | 87.7612 | 95.2659 | 88.03 | 87.7612 | 96.3154 | 87.7612 | 95.2659 | 87.7612 | 87.7612 | 87.7612 | 87.7612 | 95.2659 | 87.7612 | 87.7612 | 88.9643 | 87.7612 | 95.2659 | 87.7612 | 87.7612 | 87.7612 | 87.7612 | 95.2659 | 87.7612 | 87.7612 | 88.9643 | 922.0287
0
0
NL Induced Employment (PY) | 2012-67 |  | Average | Peak | 2012 | 2013 | 2014 | 2015 | 2016 | 2017 | 2018 | 2019 | 2020 | 2021 | 2022 | 2023 | 2024 | 2025 | 2026 | 2027 | 2028 | 2029 | 2030 | 2031 | 2032 | 2033 | 2034 | 2035 | 2036 | 2037 | 2038 | 2039 | 2040 | 2041 | 2042 | 2043 | 2044 | 2045 | 2046 | 2047 | 2048 | 2049 | 2050 | 2051 | 2052 | 2053 | 2054 | 2055 | 2056 | 2057 | 2058 | 2059 | 2060 | 2061 | 2062 | 2063 | 2064 | 2065 | 2066 | 2067 | 30253.2212
Capital Costs (PY) | 8793.5484 |  | 1256.2212 | 2598.8627 | 424.6962 | 1417.7107 | 2074.0569 | 2598.8627 | 1789.0917 | 416.9487 | 72.1816 | 0 | 0 | 0 | 0 | 0 | 0 | 0 | 0 | 0 | 0 | 0 | 0 | 0 | 0 | 0 | 0 | 0 | 0 | 0 | 0 | 0 | 0 | 0 | 0 | 0 | 0 | 0 | 0 | 0 | 0 | 0 | 0 | 0 | 0 | 0 | 0 | 0 | 0 | 0 | 0 | 0 | 0 | 0 | 0 | 0 | 0 | 0 | 0 | 0 | 7392.9329
Muskrat Falls - Construction Capex (PY) | 4994.1532 |  | 713.4505 | 1372.5521 | 331.4044 | 1068.1458 | 1111.8129 | 1372.5521 | 776.8075 | 271.327 | 62.1034 | 0 | 0 | 0 | 0 | 0 | 0 | 0 | 0 | 0 | 0 | 0 | 0 | 0 | 0 | 0 | 0 | 0 | 0 | 0 | 0 | 0 | 0 | 0 | 0 | 0 | 0 | 0 | 0 | 0 | 0 | 0 | 0 | 0 | 0 | 0 | 0 | 0 | 0 | 0 | 0 | 0 | 0 | 0 | 0 | 0 | 0 | 0 | 0 | 0 | 4248.6406
Island Link - Construction Capex (PY) | 3132.8525 |  | 447.5504 | 1044.2663 | 56.1477 | 283.9658 | 804.8894 | 1044.2663 | 793.1573 | 140.3477 | 10.0782 | 0 | 0 | 0 | 0 | 0 | 0 | 0 | 0 | 0 | 0 | 0 | 0 | 0 | 0 | 0 | 0 | 0 | 0 | 0 | 0 | 0 | 0 | 0 | 0 | 0 | 0 | 0 | 0 | 0 | 0 | 0 | 0 | 0 | 0 | 0 | 0 | 0 | 0 | 0 | 0 | 0 | 0 | 0 | 0 | 0 | 0 | 0 | 0 | 0 | 2588.8677
Maritime Link - Construction Capex (PY) | 666.5428 |  | 111.0905 | 219.1268 | 37.144 | 65.5991 | 157.3545 | 182.0442 | 219.1268 | 5.2741 | 0 | 0 | 0 | 0 | 0 | 0 | 0 | 0 | 0 | 0 | 0 | 0 | 0 | 0 | 0 | 0 | 0 | 0 | 0 | 0 | 0 | 0 | 0 | 0 | 0 | 0 | 0 | 0 | 0 | 0 | 0 | 0 | 0 | 0 | 0 | 0 | 0 | 0 | 0 | 0 | 0 | 0 | 0 | 0 | 0 | 0 | 0 | 0 | 0 | 0 | 555.4246
Operating Costs (PY)) | 4194.1064 |  | 82.2374 | 89.516 | 0 | 0 | 0 | 0 | 0 | 24.7814 | 83.0882 | 84.8645 | 85.1115 | 84.6014 | 85.1115 | 84.7401 | 81.3194 | 84.6014 | 81.3194 | 89.516 | 82.0346 | 85.3166 | 82.0346 | 82.0346 | 85.8267 | 82.0346 | 85.3166 | 82.0346 | 82.0346 | 86.3528 | 82.0346 | 85.3166 | 82.0346 | 82.0346 | 85.8267 | 82.0346 | 85.3166 | 82.1733 | 82.0346 | 86.3528 | 82.0346 | 85.3166 | 82.0346 | 82.0346 | 82.0346 | 82.0346 | 85.3166 | 82.0346 | 82.0346 | 82.5608 | 82.0346 | 85.3166 | 82.0346 | 82.0346 | 82.0346 | 82.0346 | 85.3166 | 82.0346 | 82.0346 | 82.5608 | 842.6597
Muskrat Falls - Opex (PY) | 1409.8283 |  | 27.6437 | 28.1966 | 0 | 0 | 0 | 0 | 0 | 0 | 28.1966 | 28.1966 | 28.1966 | 28.1966 | 28.1966 | 28.1966 | 28.1966 | 28.1966 | 28.1966 | 28.1966 | 28.1966 | 28.1966 | 28.1966 | 28.1966 | 28.1966 | 28.1966 | 28.1966 | 28.1966 | 28.1966 | 28.1966 | 28.1966 | 28.1966 | 28.1966 | 28.1966 | 28.1966 | 28.1966 | 28.1966 | 28.1966 | 28.1966 | 28.1966 | 28.1966 | 28.1966 | 28.1966 | 28.1966 | 28.1966 | 28.1966 | 28.1966 | 28.1966 | 28.1966 | 28.1966 | 28.1966 | 28.1966 | 28.1966 | 28.1966 | 28.1966 | 28.1966 | 28.1966 | 28.1966 | 28.1966 | 28.1966 | 277.4469
Island Link - Opex (PY) | 2374.7774 |  | 46.5643 | 49.826 | 0 | 0 | 0 | 0 | 0 | 24.7814 | 49.5629 | 49.5629 | 46.0178 | 49.2998 | 46.0178 | 49.2998 | 46.0178 | 49.2998 | 46.0178 | 49.826 | 46.0178 | 49.2998 | 46.0178 | 46.0178 | 46.0178 | 46.0178 | 49.2998 | 46.0178 | 46.0178 | 46.544 | 46.0178 | 49.2998 | 46.0178 | 46.0178 | 46.0178 | 46.0178 | 49.2998 | 46.0178 | 46.0178 | 46.544 | 46.0178 | 49.2998 | 46.0178 | 46.0178 | 46.0178 | 46.0178 | 49.2998 | 46.0178 | 46.0178 | 46.544 | 46.0178 | 49.2998 | 46.0178 | 46.0178 | 46.0178 | 46.0178 | 49.2998 | 46.0178 | 46.0178 | 46.544 | 484.691
Maritime Link - Opex (PY) | 409.5007 |  | 8.0294 | 11.6123 | 0 | 0 | 0 | 0 | 0 | 0 | 5.3288 | 7.105 | 10.8971 | 7.105 | 10.8971 | 7.2437 | 7.105 | 7.105 | 7.105 | 11.4935 | 7.8202 | 7.8202 | 7.8202 | 7.8202 | 11.6123 | 7.8202 | 7.8202 | 7.8202 | 7.8202 | 11.6123 | 7.8202 | 7.8202 | 7.8202 | 7.8202 | 11.6123 | 7.8202 | 7.8202 | 7.9589 | 7.8202 | 11.6123 | 7.8202 | 7.8202 | 7.8202 | 7.8202 | 7.8202 | 7.8202 | 7.8202 | 7.8202 | 7.8202 | 7.8202 | 7.8202 | 7.8202 | 7.8202 | 7.8202 | 7.8202 | 7.8202 | 7.8202 | 7.8202 | 7.8202 | 7.8202 | 80.5218
0
0
NL Total Employment (PY) | 2012-67 |  | Average | Peak | 2012 | 2013 | 2014 | 2015 | 2016 | 2017 | 2018 | 2019 | 2020 | 2021 | 2022 | 2023 | 2024 | 2025 | 2026 | 2027 | 2028 | 2029 | 2030 | 2031 | 2032 | 2033 | 2034 | 2035 | 2036 | 2037 | 2038 | 2039 | 2040 | 2041 | 2042 | 2043 | 2044 | 2045 | 2046 | 2047 | 2048 | 2049 | 2050 | 2051 | 2052 | 2053 | 2054 | 2055 | 2056 | 2057 | 2058 | 2059 | 2060 | 2061 | 2062 | 2063 | 2064 | 2065 | 2066 | 2067 | 30253.2212
Capital Costs (PY) | 20803.0054 |  | 2971.8579 | 6143.9622 | 1007.5653 | 3356.6099 | 4904.9044 | 6143.9622 | 4234.5354 | 984.6599 | 170.7683 | 0 | 0 | 0 | 0 | 0 | 0 | 0 | 0 | 0 | 0 | 0 | 0 | 0 | 0 | 0 | 0 | 0 | 0 | 0 | 0 | 0 | 0 | 0 | 0 | 0 | 0 | 0 | 0 | 0 | 0 | 0 | 0 | 0 | 0 | 0 | 0 | 0 | 0 | 0 | 0 | 0 | 0 | 0 | 0 | 0 | 0 | 0 | 0 | 0 | 17490.3664
Operating Costs (PY)) | 12861.1954 |  | 252.1803 | 275.7723 | 0 | 0 | 0 | 0 | 0 | 76.4848 | 254.7723 | 260.574 | 261.3083 | 259.7093 | 261.3083 | 260.1623 | 248.9225 | 259.7093 | 248.9225 | 275.7723 | 251.2586 | 262.0453 | 251.2586 | 251.2586 | 263.6443 | 251.2586 | 262.0453 | 251.2586 | 251.2586 | 265.3736 | 251.2586 | 262.0453 | 251.2586 | 251.2586 | 263.6443 | 251.2586 | 262.0453 | 251.7115 | 251.2586 | 265.3736 | 251.2586 | 262.0453 | 251.2586 | 251.2586 | 251.2586 | 251.2586 | 262.0453 | 251.2586 | 251.2586 | 252.9879 | 251.2586 | 262.0453 | 251.2586 | 251.2586 | 251.2586 | 251.2586 | 262.0453 | 251.2586 | 251.2586 | 252.9879 | 2585.2539
Total Capital & Operating (PY) | 33664.2008 |  | 601.1464 | 6143.9622 | 1007.5653 | 3356.6099 | 4904.9044 | 6143.9622 | 4234.5354 | 1061.1447 | 425.5406 | 260.574 | 261.3083 | 259.7093 | 261.3083 | 260.1623 | 248.9225 | 259.7093 | 248.9225 | 275.7723 | 251.2586 | 262.0453 | 251.2586 | 251.2586 | 263.6443 | 251.2586 | 262.0453 | 251.2586 | 251.2586 | 265.3736 | 251.2586 | 262.0453 | 251.2586 | 251.2586 | 263.6443 | 251.2586 | 262.0453 | 251.7115 | 251.2586 | 265.3736 | 251.2586 | 262.0453 | 251.2586 | 251.2586 | 251.2586 | 251.2586 | 262.0453 | 251.2586 | 251.2586 | 252.9879 | 251.2586 | 262.0453 | 251.2586 | 251.2586 | 251.2586 | 251.2586 | 262.0453 | 251.2586 | 251.2586 | 252.9879 | 20075.6204
0
0
0
Income ($M) | [60 empty] | 0
NL Direct Income ($M) | [60 empty] | 0
Capital Costs ($M) | 2012-67 |  | Average | Peak | 2012 | 2013 | 2014 | 2015 | 2016 | 2017 | 2018 | 2019 | 2020 | 2021 | 2022 | 2023 | 2024 | 2025 | 2026 | 2027 | 2028 | 2029 | 2030 | 2031 | 2032 | 2033 | 2034 | 2035 | 2036 | 2037 | 2038 | 2039 | 2040 | 2041 | 2042 | 2043 | 2044 | 2045 | 2046 | 2047 | 2048 | 2049 | 2050 | 2051 | 2052 | 2053 | 2054 | 2055 | 2056 | 2057 | 2058 | 2059 | 2060 | 2061 | 2062 | 2063 | 2064 | 2065 | 2066 | 2067 | 30253.2212
Muskrat Falls - Construction Capex ($ M) | 625.7579 | 19% | 89.394 | 171.9782 | 41.5243 | 133.8366 | 139.3081 | 171.9782 | 97.3325 | 33.9968 | 7.7814 | 0 | 0 | 0 | 0 | 0 | 0 | 0 | 0 | 0 | 0 | 0 | 0 | 0 | 0 | 0 | 0 | 0 | 0 | 0 | 0 | 0 | 0 | 0 | 0 | 0 | 0 | 0 | 0 | 0 | 0 | 0 | 0 | 0 | 0 | 0 | 0 | 0 | 0 | 0 | 0 | 0 | 0 | 0 | 0 | 0 | 0 | 0 | 0 | 0 | 532.3466
Island Link - Construction Capex ($ M) | 368.3331 | 15.6% | 52.619 | 122.7756 | 6.6014 | 33.3862 | 94.6318 | 122.7756 | 93.2524 | 16.5008 | 1.1849 | 0 | 0 | 0 | 0 | 0 | 0 | 0 | 0 | 0 | 0 | 0 | 0 | 0 | 0 | 0 | 0 | 0 | 0 | 0 | 0 | 0 | 0 | 0 | 0 | 0 | 0 | 0 | 0 | 0 | 0 | 0 | 0 | 0 | 0 | 0 | 0 | 0 | 0 | 0 | 0 | 0 | 0 | 0 | 0 | 0 | 0 | 0 | 0 | 0 | 304.3762
Maritime Link - Construction Capex ($ M) | 69.7698 | 5.29% | 11.6283 | 22.9369 | 3.888 | 6.8665 | 16.471 | 19.0553 | 22.9369 | 0.55206 | 0 | 0 | 0 | 0 | 0 | 0 | 0 | 0 | 0 | 0 | 0 | 0 | 0 | 0 | 0 | 0 | 0 | 0 | 0 | 0 | 0 | 0 | 0 | 0 | 0 | 0 | 0 | 0 | 0 | 0 | 0 | 0 | 0 | 0 | 0 | 0 | 0 | 0 | 0 | 0 | 0 | 0 | 0 | 0 | 0 | 0 | 0 | 0 | 0 | 0 | 58.1386
Capital - Sub total ($ M) | 1063.8608 |  | 151.9801 | 313.8091 | 52.0137 | 174.0894 | 250.4108 | 313.8091 | 213.5219 | 51.0496 | 8.9663 | 0 | 0 | 0 | 0 | 0 | 0 | 0 | 0 | 0 | 0 | 0 | 0 | 0 | 0 | 0 | 0 | 0 | 0 | 0 | 0 | 0 | 0 | 0 | 0 | 0 | 0 | 0 | 0 | 0 | 0 | 0 | 0 | 0 | 0 | 0 | 0 | 0 | 0 | 0 | 0 | 0 | 0 | 0 | 0 | 0 | 0 | 0 | 0 | 0 | 894.8614
0
Operating Costs ($ M)) | 2012-67 |  | Average | Peak | 2012 | 2013 | 2014 | 2015 | 2016 | 2017 | 2018 | 2019 | 2020 | 2021 | 2022 | 2023 | 2024 | 2025 | 2026 | 2027 | 2028 | 2029 | 2030 | 2031 | 2032 | 2033 | 2034 | 2035 | 2036 | 2037 | 2038 | 2039 | 2040 | 2041 | 2042 | 2043 | 2044 | 2045 | 2046 | 2047 | 2048 | 2049 | 2050 | 2051 | 2052 | 2053 | 2054 | 2055 | 2056 | 2057 | 2058 | 2059 | 2060 | 2061 | 2062 | 2063 | 2064 | 2065 | 2066 | 2067 | 30253.2212
Muskrat Falls - Opex ($ M) | 134.8478 | 31.75% | 2.697 | 2.697 | 0 | 0 | 0 | 0 | 0 | 0 | 2.697 | 2.697 | 2.697 | 2.697 | 2.697 | 2.697 | 2.697 | 2.697 | 2.697 | 2.697 | 2.697 | 2.697 | 2.697 | 2.697 | 2.697 | 2.697 | 2.697 | 2.697 | 2.697 | 2.697 | 2.697 | 2.697 | 2.697 | 2.697 | 2.697 | 2.697 | 2.697 | 2.697 | 2.697 | 2.697 | 2.697 | 2.697 | 2.697 | 2.697 | 2.697 | 2.697 | 2.697 | 2.697 | 2.697 | 2.697 | 2.697 | 2.697 | 2.697 | 2.697 | 2.697 | 2.697 | 2.697 | 2.697 | 2.697 | 2.697 | 26.5374
Island Link - Opex ($ M) | 219.4877 | 28.96% | 4.3037 | 4.3463 | 0 | 0 | 0 | 0 | 0 | 2.1731 | 4.3463 | 4.3463 | 4.3463 | 4.3463 | 4.3463 | 4.3463 | 4.3463 | 4.3463 | 4.3463 | 4.3463 | 4.3463 | 4.3463 | 4.3463 | 4.3463 | 4.3463 | 4.3463 | 4.3463 | 4.3463 | 4.3463 | 4.3463 | 4.3463 | 4.3463 | 4.3463 | 4.3463 | 4.3463 | 4.3463 | 4.3463 | 4.3463 | 4.3463 | 4.3463 | 4.3463 | 4.3463 | 4.3463 | 4.3463 | 4.3463 | 4.3463 | 4.3463 | 4.3463 | 4.3463 | 4.3463 | 4.3463 | 4.3463 | 4.3463 | 4.3463 | 4.3463 | 4.3463 | 4.3463 | 4.3463 | 4.3463 | 4.3463 | 44.3158
Maritime Link - Opex ($ M) | 10.2524 | 1.71% | 0.20505 | 0.29073 | 0 | 0 | 0 | 0 | 0 | 0 | 0.13341 | 0.17788 | 0.27282 | 0.17788 | 0.27282 | 0.18136 | 0.17788 | 0.17788 | 0.17788 | 0.28776 | 0.19579 | 0.19579 | 0.19579 | 0.19579 | 0.29073 | 0.19579 | 0.19579 | 0.19579 | 0.19579 | 0.29073 | 0.19579 | 0.19579 | 0.19579 | 0.19579 | 0.29073 | 0.19579 | 0.19579 | 0.19926 | 0.19579 | 0.29073 | 0.19579 | 0.19579 | 0.19579 | 0.19579 | 0.19579 | 0.19579 | 0.19579 | 0.19579 | 0.19579 | 0.19579 | 0.19579 | 0.19579 | 0.19579 | 0.19579 | 0.19579 | 0.19579 | 0.19579 | 0.19579 | 0.19579 | 0.19579 | 2.016
Operations - Sub total ($ M) | 364.5879 |  | 7.1488 | 7.334 | 0 | 0 | 0 | 0 | 0 | 2.1731 | 7.1767 | 7.2211 | 7.3161 | 7.2211 | 7.3161 | 7.2246 | 7.2211 | 7.2211 | 7.2211 | 7.331 | 7.239 | 7.239 | 7.239 | 7.239 | 7.334 | 7.239 | 7.239 | 7.239 | 7.239 | 7.334 | 7.239 | 7.239 | 7.239 | 7.239 | 7.334 | 7.239 | 7.239 | 7.2425 | 7.239 | 7.334 | 7.239 | 7.239 | 7.239 | 7.239 | 7.239 | 7.239 | 7.239 | 7.239 | 7.239 | 7.239 | 7.239 | 7.239 | 7.239 | 7.239 | 7.239 | 7.239 | 7.239 | 7.239 | 7.239 | 7.239 | 72.8691
0
0
0
0
NL Indirect Income ($ M) |  | Share of Non-labour | [58 empty] | 0
Capital Costs ($ M) | 2012-67 | Capex Costs | Average | Peak | 2012 | 2013 | 2014 | 2015 | 2016 | 2017 | 2018 | 2019 | 2020 | 2021 | 2022 | 2023 | 2024 | 2025 | 2026 | 2027 | 2028 | 2029 | 2030 | 2031 | 2032 | 2033 | 2034 | 2035 | 2036 | 2037 | 2038 | 2039 | 2040 | 2041 | 2042 | 2043 | 2044 | 2045 | 2046 | 2047 | 2048 | 2049 | 2050 | 2051 | 2052 | 2053 | 2054 | 2055 | 2056 | 2057 | 2058 | 2059 | 2060 | 2061 | 2062 | 2063 | 2064 | 2065 | 2066 | 2067 | 30253.2212
Muskrat Falls - Construction Capex ($ M) | 202.645 | 9.925% | 28.9493 | 55.6933 | 13.4472 | 43.3416 | 45.1134 | 55.6933 | 31.5201 | 11.0095 | 2.5199 | 0 | 0 | 0 | 0 | 0 | 0 | 0 | 0 | 0 | 0 | 0 | 0 | 0 | 0 | 0 | 0 | 0 | 0 | 0 | 0 | 0 | 0 | 0 | 0 | 0 | 0 | 0 | 0 | 0 | 0 | 0 | 0 | 0 | 0 | 0 | 0 | 0 | 0 | 0 | 0 | 0 | 0 | 0 | 0 | 0 | 0 | 0 | 0 | 0 | 172.3947
Island Link - Construction Capex ($ M) | 151.3274 | 8.99% | 21.6182 | 50.4416 | 2.7121 | 13.7165 | 38.8789 | 50.4416 | 38.3122 | 6.7793 | 0.48681 | 0 | 0 | 0 | 0 | 0 | 0 | 0 | 0 | 0 | 0 | 0 | 0 | 0 | 0 | 0 | 0 | 0 | 0 | 0 | 0 | 0 | 0 | 0 | 0 | 0 | 0 | 0 | 0 | 0 | 0 | 0 | 0 | 0 | 0 | 0 | 0 | 0 | 0 | 0 | 0 | 0 | 0 | 0 | 0 | 0 | 0 | 0 | 0 | 0 | 125.0511
Maritime Link - Construction Capex ($ M) | 40.7927 |  | 6.7988 | 13.4106 | 2.2732 | 4.0147 | 9.6302 | 11.1412 | 13.4106 | 0.32277 | 0 | 0 | 0 | 0 | 0 | 0 | 0 | 0 | 0 | 0 | 0 | 0 | 0 | 0 | 0 | 0 | 0 | 0 | 0 | 0 | 0 | 0 | 0 | 0 | 0 | 0 | 0 | 0 | 0 | 0 | 0 | 0 | 0 | 0 | 0 | 0 | 0 | 0 | 0 | 0 | 0 | 0 | 0 | 0 | 0 | 0 | 0 | 0 | 0 | 0 | 33.9922
Capital - Sub total ($ M) | 394.765 |  | 56.395 | 117.2761 | 18.4326 | 61.0728 | 93.6225 | 117.2761 | 83.2429 | 18.1115 | 3.0067 | 0 | 0 | 0 | 0 | 0 | 0 | 0 | 0 | 0 | 0 | 0 | 0 | 0 | 0 | 0 | 0 | 0 | 0 | 0 | 0 | 0 | 0 | 0 | 0 | 0 | 0 | 0 | 0 | 0 | 0 | 0 | 0 | 0 | 0 | 0 | 0 | 0 | 0 | 0 | 0 | 0 | 0 | 0 | 0 | 0 | 0 | 0 | 0 | 0 | 331.438
|  | Share of | [58 empty] | 0
Operating Costs ($ M)) | 2012-67 | Total Opex | Average | Peak | 2012 | 2013 | 2014 | 2015 | 2016 | 2017 | 2018 | 2019 | 2020 | 2021 | 2022 | 2023 | 2024 | 2025 | 2026 | 2027 | 2028 | 2029 | 2030 | 2031 | 2032 | 2033 | 2034 | 2035 | 2036 | 2037 | 2038 | 2039 | 2040 | 2041 | 2042 | 2043 | 2044 | 2045 | 2046 | 2047 | 2048 | 2049 | 2050 | 2051 | 2052 | 2053 | 2054 | 2055 | 2056 | 2057 | 2058 | 2059 | 2060 | 2061 | 2062 | 2063 | 2064 | 2065 | 2066 | 2067 | 30253.2212
Muskrat Falls - Opex ($ M) | 99.0068 | 23.31% | 1.9801 | 1.9801 | 0 | 0 | 0 | 0 | 0 | 0 | 1.9801 | 1.9801 | 1.9801 | 1.9801 | 1.9801 | 1.9801 | 1.9801 | 1.9801 | 1.9801 | 1.9801 | 1.9801 | 1.9801 | 1.9801 | 1.9801 | 1.9801 | 1.9801 | 1.9801 | 1.9801 | 1.9801 | 1.9801 | 1.9801 | 1.9801 | 1.9801 | 1.9801 | 1.9801 | 1.9801 | 1.9801 | 1.9801 | 1.9801 | 1.9801 | 1.9801 | 1.9801 | 1.9801 | 1.9801 | 1.9801 | 1.9801 | 1.9801 | 1.9801 | 1.9801 | 1.9801 | 1.9801 | 1.9801 | 1.9801 | 1.9801 | 1.9801 | 1.9801 | 1.9801 | 1.9801 | 1.9801 | 1.9801 | 19.484
Island Link - Opex ($ M) | 174.4275 | 23.02% | 3.4201 | 3.9186 | 0 | 0 | 0 | 0 | 0 | 1.9375 | 3.8749 | 3.8749 | 3.2869 | 3.8313 | 3.2869 | 3.8313 | 3.2869 | 3.8313 | 3.2869 | 3.9186 | 3.2869 | 3.8313 | 3.2869 | 3.2869 | 3.2869 | 3.2869 | 3.8313 | 3.2869 | 3.2869 | 3.3742 | 3.2869 | 3.8313 | 3.2869 | 3.2869 | 3.2869 | 3.2869 | 3.8313 | 3.2869 | 3.2869 | 3.3742 | 3.2869 | 3.8313 | 3.2869 | 3.2869 | 3.2869 | 3.2869 | 3.8313 | 3.2869 | 3.2869 | 3.3742 | 3.2869 | 3.8313 | 3.2869 | 3.2869 | 3.2869 | 3.2869 | 3.8313 | 3.2869 | 3.2869 | 3.3742 | 36.0821
Maritime Link - Opex ($ M) | 57.6733 | 9.619% | 1.1535 | 1.6355 | 0 | 0 | 0 | 0 | 0 | 0 | 0.75049 | 1.0007 | 1.5347 | 1.0007 | 1.5347 | 1.0202 | 1.0007 | 1.0007 | 1.0007 | 1.6187 | 1.1014 | 1.1014 | 1.1014 | 1.1014 | 1.6355 | 1.1014 | 1.1014 | 1.1014 | 1.1014 | 1.6355 | 1.1014 | 1.1014 | 1.1014 | 1.1014 | 1.6355 | 1.1014 | 1.1014 | 1.1209 | 1.1014 | 1.6355 | 1.1014 | 1.1014 | 1.1014 | 1.1014 | 1.1014 | 1.1014 | 1.1014 | 1.1014 | 1.1014 | 1.1014 | 1.1014 | 1.1014 | 1.1014 | 1.1014 | 1.1014 | 1.1014 | 1.1014 | 1.1014 | 1.1014 | 1.1014 | 11.3405
Operations - Sub total ($ M) | 331.1076 |  | 6.4923 | 7.5174 | 0 | 0 | 0 | 0 | 0 | 1.9375 | 6.6056 | 6.8557 | 6.8018 | 6.8121 | 6.8018 | 6.8316 | 6.2677 | 6.8121 | 6.2677 | 7.5174 | 6.3684 | 6.9128 | 6.3684 | 6.3684 | 6.9025 | 6.3684 | 6.9128 | 6.3684 | 6.3684 | 6.9898 | 6.3684 | 6.9128 | 6.3684 | 6.3684 | 6.9025 | 6.3684 | 6.9128 | 6.3879 | 6.3684 | 6.9898 | 6.3684 | 6.9128 | 6.3684 | 6.3684 | 6.3684 | 6.3684 | 6.9128 | 6.3684 | 6.3684 | 6.4557 | 6.3684 | 6.9128 | 6.3684 | 6.3684 | 6.3684 | 6.3684 | 6.9128 | 6.3684 | 6.3684 | 6.4557 | 66.9067
0
0
NL Induced Income ($ M) | 2012-67 |  | Average | Peak | 2012 | 2013 | 2014 | 2015 | 2016 | 2017 | 2018 | 2019 | 2020 | 2021 | 2022 | 2023 | 2024 | 2025 | 2026 | 2027 | 2028 | 2029 | 2030 | 2031 | 2032 | 2033 | 2034 | 2035 | 2036 | 2037 | 2038 | 2039 | 2040 | 2041 | 2042 | 2043 | 2044 | 2045 | 2046 | 2047 | 2048 | 2049 | 2050 | 2051 | 2052 | 2053 | 2054 | 2055 | 2056 | 2057 | 2058 | 2059 | 2060 | 2061 | 2062 | 2063 | 2064 | 2065 | 2066 | 2067 | 30253.2212
Induced Income - Muskrat Falls - Construction Capex ($ M) | 248.5209 |  | 35.503 | 68.3014 | 16.4915 | 53.1535 | 55.3264 | 68.3014 | 38.6558 | 13.5019 | 3.0904 | 0 | 0 | 0 | 0 | 0 | 0 | 0 | 0 | 0 | 0 | 0 | 0 | 0 | 0 | 0 | 0 | 0 | 0 | 0 | 0 | 0 | 0 | 0 | 0 | 0 | 0 | 0 | 0 | 0 | 0 | 0 | 0 | 0 | 0 | 0 | 0 | 0 | 0 | 0 | 0 | 0 | 0 | 0 | 0 | 0 | 0 | 0 | 0 | 0 | 211.4224
Induced Income - Island Link - Construction Capex ($ M) | 155.8981 |  | 22.2712 | 51.9652 | 2.794 | 14.1308 | 40.0532 | 51.9652 | 39.4694 | 6.984 | 0.50152 | 0 | 0 | 0 | 0 | 0 | 0 | 0 | 0 | 0 | 0 | 0 | 0 | 0 | 0 | 0 | 0 | 0 | 0 | 0 | 0 | 0 | 0 | 0 | 0 | 0 | 0 | 0 | 0 | 0 | 0 | 0 | 0 | 0 | 0 | 0 | 0 | 0 | 0 | 0 | 0 | 0 | 0 | 0 | 0 | 0 | 0 | 0 | 0 | 0 | 128.8282
Induced Income - Maritime Link - Construction Capex ($ M) | 33.1687 |  | 5.5281 | 10.9043 | 1.8484 | 3.2644 | 7.8303 | 9.059 | 10.9043 | 0.26245 | 0 | 0 | 0 | 0 | 0 | 0 | 0 | 0 | 0 | 0 | 0 | 0 | 0 | 0 | 0 | 0 | 0 | 0 | 0 | 0 | 0 | 0 | 0 | 0 | 0 | 0 | 0 | 0 | 0 | 0 | 0 | 0 | 0 | 0 | 0 | 0 | 0 | 0 | 0 | 0 | 0 | 0 | 0 | 0 | 0 | 0 | 0 | 0 | 0 | 0 | 27.6392
Capital Costs ($ M) | 437.5878 |  | 62.5125 | 129.3256 | 21.1339 | 70.5486 | 103.21 | 129.3256 | 89.0294 | 20.7484 | 3.5919 | 0 | 0 | 0 | 0 | 0 | 0 | 0 | 0 | 0 | 0 | 0 | 0 | 0 | 0 | 0 | 0 | 0 | 0 | 0 | 0 | 0 | 0 | 0 | 0 | 0 | 0 | 0 | 0 | 0 | 0 | 0 | 0 | 0 | 0 | 0 | 0 | 0 | 0 | 0 | 0 | 0 | 0 | 0 | 0 | 0 | 0 | 0 | 0 | 0 | 367.8898
Induced Income - Muskrat Falls - Opex ($ M) | 70.1564 |  | 1.4031 | 1.4031 | 0 | 0 | 0 | 0 | 0 | 0 | 1.4031 | 1.4031 | 1.4031 | 1.4031 | 1.4031 | 1.4031 | 1.4031 | 1.4031 | 1.4031 | 1.4031 | 1.4031 | 1.4031 | 1.4031 | 1.4031 | 1.4031 | 1.4031 | 1.4031 | 1.4031 | 1.4031 | 1.4031 | 1.4031 | 1.4031 | 1.4031 | 1.4031 | 1.4031 | 1.4031 | 1.4031 | 1.4031 | 1.4031 | 1.4031 | 1.4031 | 1.4031 | 1.4031 | 1.4031 | 1.4031 | 1.4031 | 1.4031 | 1.4031 | 1.4031 | 1.4031 | 1.4031 | 1.4031 | 1.4031 | 1.4031 | 1.4031 | 1.4031 | 1.4031 | 1.4031 | 1.4031 | 1.4031 | 13.8064
Induced Income - Island Link - Opex ($ M) | 118.1745 |  | 2.3171 | 2.4795 | 0 | 0 | 0 | 0 | 0 | 1.2332 | 2.4664 | 2.4664 | 2.29 | 2.4533 | 2.29 | 2.4533 | 2.29 | 2.4533 | 2.29 | 2.4795 | 2.29 | 2.4533 | 2.29 | 2.29 | 2.29 | 2.29 | 2.4533 | 2.29 | 2.29 | 2.3161 | 2.29 | 2.4533 | 2.29 | 2.29 | 2.29 | 2.29 | 2.4533 | 2.29 | 2.29 | 2.3161 | 2.29 | 2.4533 | 2.29 | 2.29 | 2.29 | 2.29 | 2.4533 | 2.29 | 2.29 | 2.3161 | 2.29 | 2.4533 | 2.29 | 2.29 | 2.29 | 2.29 | 2.4533 | 2.29 | 2.29 | 2.3161 | 24.1194
Induced Income - Maritime Link - Opex ($ M) | 20.3777 |  | 0.40755 | 0.57785 | 0 | 0 | 0 | 0 | 0 | 0 | 0.26517 | 0.35356 | 0.54226 | 0.35356 | 0.54226 | 0.36046 | 0.35356 | 0.35356 | 0.35356 | 0.57194 | 0.38915 | 0.38915 | 0.38915 | 0.38915 | 0.57785 | 0.38915 | 0.38915 | 0.38915 | 0.38915 | 0.57785 | 0.38915 | 0.38915 | 0.38915 | 0.38915 | 0.57785 | 0.38915 | 0.38915 | 0.39605 | 0.38915 | 0.57785 | 0.38915 | 0.38915 | 0.38915 | 0.38915 | 0.38915 | 0.38915 | 0.38915 | 0.38915 | 0.38915 | 0.38915 | 0.38915 | 0.38915 | 0.38915 | 0.38915 | 0.38915 | 0.38915 | 0.38915 | 0.38915 | 0.38915 | 0.38915 | 4.007
Operating Costs ($ M) | 208.7087 |  | 4.0923 | 4.4545 | 0 | 0 | 0 | 0 | 0 | 1.2332 | 4.1347 | 4.2231 | 4.2353 | 4.21 | 4.2353 | 4.2169 | 4.0466 | 4.21 | 4.0466 | 4.4545 | 4.0822 | 4.2456 | 4.0822 | 4.0822 | 4.2709 | 4.0822 | 4.2456 | 4.0822 | 4.0822 | 4.2971 | 4.0822 | 4.2456 | 4.0822 | 4.0822 | 4.2709 | 4.0822 | 4.2456 | 4.0891 | 4.0822 | 4.2971 | 4.0822 | 4.2456 | 4.0822 | 4.0822 | 4.0822 | 4.0822 | 4.2456 | 4.0822 | 4.0822 | 4.1084 | 4.0822 | 4.2456 | 4.0822 | 4.0822 | 4.0822 | 4.0822 | 4.2456 | 4.0822 | 4.0822 | 4.1084 | 41.9327
0
0
NL Total Income ($ M) | 2012-67 |  | Average | Peak | 2012 | 2013 | 2014 | 2015 | 2016 | 2017 | 2018 | 2019 | 2020 | 2021 | 2022 | 2023 | 2024 | 2025 | 2026 | 2027 | 2028 | 2029 | 2030 | 2031 | 2032 | 2033 | 2034 | 2035 | 2036 | 2037 | 2038 | 2039 | 2040 | 2041 | 2042 | 2043 | 2044 | 2045 | 2046 | 2047 | 2048 | 2049 | 2050 | 2051 | 2052 | 2053 | 2054 | 2055 | 2056 | 2057 | 2058 | 2059 | 2060 | 2061 | 2062 | 2063 | 2064 | 2065 | 2066 | 2067 | 30253.2212
Capital Costs ($ M) | 1896.2136 |  | 270.8877 | 560.4107 | 91.5802 | 305.7108 | 447.2432 | 560.4107 | 385.7942 | 89.9095 | 15.565 | 0 | 0 | 0 | 0 | 0 | 0 | 0 | 0 | 0 | 0 | 0 | 0 | 0 | 0 | 0 | 0 | 0 | 0 | 0 | 0 | 0 | 0 | 0 | 0 | 0 | 0 | 0 | 0 | 0 | 0 | 0 | 0 | 0 | 0 | 0 | 0 | 0 | 0 | 0 | 0 | 0 | 0 | 0 | 0 | 0 | 0 | 0 | 0 | 0 | 1594.1892
Operating Costs ($ M) | 904.4042 |  | 17.7334 | 19.3029 | 0 | 0 | 0 | 0 | 0 | 5.3438 | 17.9169 | 18.2999 | 18.3532 | 18.2432 | 18.3532 | 18.2731 | 17.5355 | 18.2432 | 17.5355 | 19.3029 | 17.6897 | 18.3974 | 17.6897 | 17.6897 | 18.5074 | 17.6897 | 18.3974 | 17.6897 | 17.6897 | 18.6209 | 17.6897 | 18.3974 | 17.6897 | 17.6897 | 18.5074 | 17.6897 | 18.3974 | 17.7196 | 17.6897 | 18.6209 | 17.6897 | 18.3974 | 17.6897 | 17.6897 | 17.6897 | 17.6897 | 18.3974 | 17.6897 | 17.6897 | 17.8032 | 17.6897 | 18.3974 | 17.6897 | 17.6897 | 17.6897 | 17.6897 | 18.3974 | 17.6897 | 17.6897 | 17.8032 | 181.7085
Total Capital & Operating ($ M) | 2800.6178 |  | 50.011 | 560.4107 | 91.5802 | 305.7108 | 447.2432 | 560.4107 | 385.7942 | 95.2533 | 33.4819 | 18.2999 | 18.3532 | 18.2432 | 18.3532 | 18.2731 | 17.5355 | 18.2432 | 17.5355 | 19.3029 | 17.6897 | 18.3974 | 17.6897 | 17.6897 | 18.5074 | 17.6897 | 18.3974 | 17.6897 | 17.6897 | 18.6209 | 17.6897 | 18.3974 | 17.6897 | 17.6897 | 18.5074 | 17.6897 | 18.3974 | 17.7196 | 17.6897 | 18.6209 | 17.6897 | 18.3974 | 17.6897 | 17.6897 | 17.6897 | 17.6897 | 18.3974 | 17.6897 | 17.6897 | 17.8032 | 17.6897 | 18.3974 | 17.6897 | 17.6897 | 17.6897 | 17.6897 | 18.3974 | 17.6897 | 17.6897 | 17.8032 | 1775.8978
0
0
NL Tax Revenue ($ M) | 2012-67 |  | Average | Peak | 2012 | 2013 | 2014 | 2015 | 2016 | 2017 | 2018 | 2019 | 2020 | 2021 | 2022 | 2023 | 2024 | 2025 | 2026 | 2027 | 2028 | 2029 | 2030 | 2031 | 2032 | 2033 | 2034 | 2035 | 2036 | 2037 | 2038 | 2039 | 2040 | 2041 | 2042 | 2043 | 2044 | 2045 | 2046 | 2047 | 2048 | 2049 | 2050 | 2051 | 2052 | 2053 | 2054 | 2055 | 2056 | 2057 | 2058 | 2059 | 2060 | 2061 | 2062 | 2063 | 2064 | 2065 | 2066 | 2067 | 30253.2212
Direct Taxes | 191.2264 |  | 3.4148 | 42.0096 | 6.9631 | 23.3053 | 33.5225 | 42.0096 | 28.5842 | 7.1249 | 2.1611 | 0.96669 | 0.9794 | 0.96669 | 0.9794 | 0.96716 | 0.96669 | 0.96669 | 0.96669 | 0.9814 | 0.96909 | 0.96909 | 0.96909 | 0.96909 | 0.9818 | 0.96909 | 0.96909 | 0.96909 | 0.96909 | 0.9818 | 0.96909 | 0.96909 | 0.96909 | 0.96909 | 0.9818 | 0.96909 | 0.96909 | 0.96955 | 0.96909 | 0.9818 | 0.96909 | 0.96909 | 0.96909 | 0.96909 | 0.96909 | 0.96909 | 0.96909 | 0.96909 | 0.96909 | 0.96909 | 0.96909 | 0.96909 | 0.96909 | 0.96909 | 0.96909 | 0.96909 | 0.96909 | 0.96909 | 0.96909 | 0.96909 | 129.5501
Indirect Taxes | 57.1178 |  | 1.02 | 9.2283 | 1.4504 | 4.8057 | 7.367 | 9.2283 | 6.5503 | 1.5776 | 0.75638 | 0.53947 | 0.53522 | 0.53603 | 0.53522 | 0.53757 | 0.4932 | 0.53603 | 0.4932 | 0.59153 | 0.50112 | 0.54396 | 0.50112 | 0.50112 | 0.54315 | 0.50112 | 0.54396 | 0.50112 | 0.50112 | 0.55001 | 0.50112 | 0.54396 | 0.50112 | 0.50112 | 0.54315 | 0.50112 | 0.54396 | 0.50266 | 0.50112 | 0.55001 | 0.50112 | 0.54396 | 0.50112 | 0.50112 | 0.50112 | 0.50112 | 0.54396 | 0.50112 | 0.50112 | 0.50799 | 0.50112 | 0.54396 | 0.50112 | 0.50112 | 0.50112 | 0.50112 | 0.54396 | 0.50112 | 0.50112 | 0.50799 | 31.3451
Induced Taxes | 172.3608 |  | 3.0779 | 34.4898 | 5.6362 | 18.8146 | 27.5251 | 34.4898 | 23.7433 | 5.8623 | 2.0606 | 1.1262 | 1.1295 | 1.1228 | 1.1295 | 1.1246 | 1.0792 | 1.1228 | 1.0792 | 1.188 | 1.0887 | 1.1322 | 1.0887 | 1.0887 | 1.139 | 1.0887 | 1.1322 | 1.0887 | 1.0887 | 1.146 | 1.0887 | 1.1322 | 1.0887 | 1.0887 | 1.139 | 1.0887 | 1.1322 | 1.0905 | 1.0887 | 1.146 | 1.0887 | 1.1322 | 1.0887 | 1.0887 | 1.0887 | 1.0887 | 1.1322 | 1.0887 | 1.0887 | 1.0957 | 1.0887 | 1.1322 | 1.0887 | 1.0887 | 1.0887 | 1.0887 | 1.1322 | 1.0887 | 1.0887 | 1.0957 | 109.2956
Total Taxes | 420.7051 |  | 7.5126 | 85.7277 | 14.0497 | 46.9257 | 68.4146 | 85.7277 | 58.8777 | 14.5648 | 4.978 | 2.6324 | 2.6441 | 2.6255 | 2.6441 | 2.6293 | 2.5391 | 2.6255 | 2.5391 | 2.7609 | 2.5589 | 2.6453 | 2.5589 | 2.5589 | 2.664 | 2.5589 | 2.6453 | 2.5589 | 2.5589 | 2.6778 | 2.5589 | 2.6453 | 2.5589 | 2.5589 | 2.664 | 2.5589 | 2.6453 | 2.5627 | 2.5589 | 2.6778 | 2.5589 | 2.6453 | 2.5589 | 2.5589 | 2.5589 | 2.5589 | 2.6453 | 2.5589 | 2.5589 | 2.5728 | 2.5589 | 2.6453 | 2.5589 | 2.5589 | 2.5589 | 2.5589 | 2.6453 | 2.5589 | 2.5589 | 2.5728 | 270.1908
0
NL Taxes | [60 empty] | 0
0
Operating Costs ($ M)) | [60 empty] | 0
Muskrat Falls - Opex ($ M) | [60 empty] | 0
Direct Personal Taxes | 15.3551 |  | 0.043872 | 0.3071 | 0 | 0 | 0 | 0 | 0 | 0 | 0.3071 | 0.3071 | 0.3071 | 0.3071 | 0.3071 | 0.3071 | 0.3071 | 0.3071 | 0.3071 | 0.3071 | 0.3071 | 0.3071 | 0.3071 | 0.3071 | 0.3071 | 0.3071 | 0.3071 | 0.3071 | 0.3071 | 0.3071 | 0.3071 | 0.3071 | 0.3071 | 0.3071 | 0.3071 | 0.3071 | 0.3071 | 0.3071 | 0.3071 | 0.3071 | 0.3071 | 0.3071 | 0.3071 | 0.3071 | 0.3071 | 0.3071 | 0.3071 | 0.3071 | 0.3071 | 0.3071 | 0.3071 | 0.3071 | 0.3071 | 0.3071 | 0.3071 | 0.3071 | 0.3071 | 0.3071 | 0.3071 | 0.3071 | 3.0218
Direct Payroll Taxes | 2.697 |  | 0.0077056 | 0.053939 | 0 | 0 | 0 | 0 | 0 | 0 | 0.053939 | 0.053939 | 0.053939 | 0.053939 | 0.053939 | 0.053939 | 0.053939 | 0.053939 | 0.053939 | 0.053939 | 0.053939 | 0.053939 | 0.053939 | 0.053939 | 0.053939 | 0.053939 | 0.053939 | 0.053939 | 0.053939 | 0.053939 | 0.053939 | 0.053939 | 0.053939 | 0.053939 | 0.053939 | 0.053939 | 0.053939 | 0.053939 | 0.053939 | 0.053939 | 0.053939 | 0.053939 | 0.053939 | 0.053939 | 0.053939 | 0.053939 | 0.053939 | 0.053939 | 0.053939 | 0.053939 | 0.053939 | 0.053939 | 0.053939 | 0.053939 | 0.053939 | 0.053939 | 0.053939 | 0.053939 | 0.053939 | 0.053939 | 0.53075
Direct Opex Taxes | 18.0521 | 13.39% | 0.051577 | 0.36104 | 0 | 0 | 0 | 0 | 0 | 0 | 0.36104 | 0.36104 | 0.36104 | 0.36104 | 0.36104 | 0.36104 | 0.36104 | 0.36104 | 0.36104 | 0.36104 | 0.36104 | 0.36104 | 0.36104 | 0.36104 | 0.36104 | 0.36104 | 0.36104 | 0.36104 | 0.36104 | 0.36104 | 0.36104 | 0.36104 | 0.36104 | 0.36104 | 0.36104 | 0.36104 | 0.36104 | 0.36104 | 0.36104 | 0.36104 | 0.36104 | 0.36104 | 0.36104 | 0.36104 | 0.36104 | 0.36104 | 0.36104 | 0.36104 | 0.36104 | 0.36104 | 0.36104 | 0.36104 | 0.36104 | 0.36104 | 0.36104 | 0.36104 | 0.36104 | 0.36104 | 0.36104 | 0.36104 | 3.5526
Indirect Corporate Income Taxes | 2.0237 |  | 0.005782 | 0.040474 | 0 | 0 | 0 | 0 | 0 | 0 | 0.040474 | 0.040474 | 0.040474 | 0.040474 | 0.040474 | 0.040474 | 0.040474 | 0.040474 | 0.040474 | 0.040474 | 0.040474 | 0.040474 | 0.040474 | 0.040474 | 0.040474 | 0.040474 | 0.040474 | 0.040474 | 0.040474 | 0.040474 | 0.040474 | 0.040474 | 0.040474 | 0.040474 | 0.040474 | 0.040474 | 0.040474 | 0.040474 | 0.040474 | 0.040474 | 0.040474 | 0.040474 | 0.040474 | 0.040474 | 0.040474 | 0.040474 | 0.040474 | 0.040474 | 0.040474 | 0.040474 | 0.040474 | 0.040474 | 0.040474 | 0.040474 | 0.040474 | 0.040474 | 0.040474 | 0.040474 | 0.040474 | 0.040474 | 0.39825
Indirect Personal Income Taxes | 4.7735 |  | 0.013638 | 0.095469 | 0 | 0 | 0 | 0 | 0 | 0 | 0.095469 | 0.095469 | 0.095469 | 0.095469 | 0.095469 | 0.095469 | 0.095469 | 0.095469 | 0.095469 | 0.095469 | 0.095469 | 0.095469 | 0.095469 | 0.095469 | 0.095469 | 0.095469 | 0.095469 | 0.095469 | 0.095469 | 0.095469 | 0.095469 | 0.095469 | 0.095469 | 0.095469 | 0.095469 | 0.095469 | 0.095469 | 0.095469 | 0.095469 | 0.095469 | 0.095469 | 0.095469 | 0.095469 | 0.095469 | 0.095469 | 0.095469 | 0.095469 | 0.095469 | 0.095469 | 0.095469 | 0.095469 | 0.095469 | 0.095469 | 0.095469 | 0.095469 | 0.095469 | 0.095469 | 0.095469 | 0.095469 | 0.095469 | 0.93939
Indirect Payroll Taxes | 0.99353 |  | 0.0028387 | 0.019871 | 0 | 0 | 0 | 0 | 0 | 0 | 0.019871 | 0.019871 | 0.019871 | 0.019871 | 0.019871 | 0.019871 | 0.019871 | 0.019871 | 0.019871 | 0.019871 | 0.019871 | 0.019871 | 0.019871 | 0.019871 | 0.019871 | 0.019871 | 0.019871 | 0.019871 | 0.019871 | 0.019871 | 0.019871 | 0.019871 | 0.019871 | 0.019871 | 0.019871 | 0.019871 | 0.019871 | 0.019871 | 0.019871 | 0.019871 | 0.019871 | 0.019871 | 0.019871 | 0.019871 | 0.019871 | 0.019871 | 0.019871 | 0.019871 | 0.019871 | 0.019871 | 0.019871 | 0.019871 | 0.019871 | 0.019871 | 0.019871 | 0.019871 | 0.019871 | 0.019871 | 0.019871 | 0.019871 | 0.19552
Indirect Opex Taxes | 7.7907 | 7.869% | 0.022259 | 0.15581 | 0 | 0 | 0 | 0 | 0 | 0 | 0.15581 | 0.15581 | 0.15581 | 0.15581 | 0.15581 | 0.15581 | 0.15581 | 0.15581 | 0.15581 | 0.15581 | 0.15581 | 0.15581 | 0.15581 | 0.15581 | 0.15581 | 0.15581 | 0.15581 | 0.15581 | 0.15581 | 0.15581 | 0.15581 | 0.15581 | 0.15581 | 0.15581 | 0.15581 | 0.15581 | 0.15581 | 0.15581 | 0.15581 | 0.15581 | 0.15581 | 0.15581 | 0.15581 | 0.15581 | 0.15581 | 0.15581 | 0.15581 | 0.15581 | 0.15581 | 0.15581 | 0.15581 | 0.15581 | 0.15581 | 0.15581 | 0.15581 | 0.15581 | 0.15581 | 0.15581 | 0.15581 | 0.15581 | 1.5332
Indirect Corporate Income Taxes | 2.8063 |  | 0.0080179 | 0.056125 | 0 | 0 | 0 | 0 | 0 | 0 | 0.056125 | 0.056125 | 0.056125 | 0.056125 | 0.056125 | 0.056125 | 0.056125 | 0.056125 | 0.056125 | 0.056125 | 0.056125 | 0.056125 | 0.056125 | 0.056125 | 0.056125 | 0.056125 | 0.056125 | 0.056125 | 0.056125 | 0.056125 | 0.056125 | 0.056125 | 0.056125 | 0.056125 | 0.056125 | 0.056125 | 0.056125 | 0.056125 | 0.056125 | 0.056125 | 0.056125 | 0.056125 | 0.056125 | 0.056125 | 0.056125 | 0.056125 | 0.056125 | 0.056125 | 0.056125 | 0.056125 | 0.056125 | 0.056125 | 0.056125 | 0.056125 | 0.056125 | 0.056125 | 0.056125 | 0.056125 | 0.056125 | 0.056125 | 0.55226
Indirect Personal Income Taxes | 9.8219 |  | 0.028063 | 0.19644 | 0 | 0 | 0 | 0 | 0 | 0 | 0.19644 | 0.19644 | 0.19644 | 0.19644 | 0.19644 | 0.19644 | 0.19644 | 0.19644 | 0.19644 | 0.19644 | 0.19644 | 0.19644 | 0.19644 | 0.19644 | 0.19644 | 0.19644 | 0.19644 | 0.19644 | 0.19644 | 0.19644 | 0.19644 | 0.19644 | 0.19644 | 0.19644 | 0.19644 | 0.19644 | 0.19644 | 0.19644 | 0.19644 | 0.19644 | 0.19644 | 0.19644 | 0.19644 | 0.19644 | 0.19644 | 0.19644 | 0.19644 | 0.19644 | 0.19644 | 0.19644 | 0.19644 | 0.19644 | 0.19644 | 0.19644 | 0.19644 | 0.19644 | 0.19644 | 0.19644 | 0.19644 | 0.19644 | 1.9329
Indirect Payroll Taxes | 0.46935 |  | 0.001341 | 0.0093869 | 0 | 0 | 0 | 0 | 0 | 0 | 0.0093869 | 0.0093869 | 0.0093869 | 0.0093869 | 0.0093869 | 0.0093869 | 0.0093869 | 0.0093869 | 0.0093869 | 0.0093869 | 0.0093869 | 0.0093869 | 0.0093869 | 0.0093869 | 0.0093869 | 0.0093869 | 0.0093869 | 0.0093869 | 0.0093869 | 0.0093869 | 0.0093869 | 0.0093869 | 0.0093869 | 0.0093869 | 0.0093869 | 0.0093869 | 0.0093869 | 0.0093869 | 0.0093869 | 0.0093869 | 0.0093869 | 0.0093869 | 0.0093869 | 0.0093869 | 0.0093869 | 0.0093869 | 0.0093869 | 0.0093869 | 0.0093869 | 0.0093869 | 0.0093869 | 0.0093869 | 0.0093869 | 0.0093869 | 0.0093869 | 0.0093869 | 0.0093869 | 0.0093869 | 0.0093869 | 0.0093869 | 0.092365
Induced HST | 5.6125 |  | 0.016036 | 0.11225 | 0 | 0 | 0 | 0 | 0 | 0 | 0.11225 | 0.11225 | 0.11225 | 0.11225 | 0.11225 | 0.11225 | 0.11225 | 0.11225 | 0.11225 | 0.11225 | 0.11225 | 0.11225 | 0.11225 | 0.11225 | 0.11225 | 0.11225 | 0.11225 | 0.11225 | 0.11225 | 0.11225 | 0.11225 | 0.11225 | 0.11225 | 0.11225 | 0.11225 | 0.11225 | 0.11225 | 0.11225 | 0.11225 | 0.11225 | 0.11225 | 0.11225 | 0.11225 | 0.11225 | 0.11225 | 0.11225 | 0.11225 | 0.11225 | 0.11225 | 0.11225 | 0.11225 | 0.11225 | 0.11225 | 0.11225 | 0.11225 | 0.11225 | 0.11225 | 0.11225 | 0.11225 | 0.11225 | 1.1045
Induced Taxes | 18.71 | 26.67% | 0.053457 | 0.3742 | 0 | 0 | 0 | 0 | 0 | 0 | 0.3742 | 0.3742 | 0.3742 | 0.3742 | 0.3742 | 0.3742 | 0.3742 | 0.3742 | 0.3742 | 0.3742 | 0.3742 | 0.3742 | 0.3742 | 0.3742 | 0.3742 | 0.3742 | 0.3742 | 0.3742 | 0.3742 | 0.3742 | 0.3742 | 0.3742 | 0.3742 | 0.3742 | 0.3742 | 0.3742 | 0.3742 | 0.3742 | 0.3742 | 0.3742 | 0.3742 | 0.3742 | 0.3742 | 0.3742 | 0.3742 | 0.3742 | 0.3742 | 0.3742 | 0.3742 | 0.3742 | 0.3742 | 0.3742 | 0.3742 | 0.3742 | 0.3742 | 0.3742 | 0.3742 | 0.3742 | 0.3742 | 0.3742 | 3.682
0
Island Link - Opex ($ M) | [60 empty] | 0
Direct Personal Taxes | 24.9931 |  | 0.10605 | 0.49491 | 0 | 0 | 0 | 0 | 0 | 0.24746 | 0.49491 | 0.49491 | 0.49491 | 0.49491 | 0.49491 | 0.49491 | 0.49491 | 0.49491 | 0.49491 | 0.49491 | 0.49491 | 0.49491 | 0.49491 | 0.49491 | 0.49491 | 0.49491 | 0.49491 | 0.49491 | 0.49491 | 0.49491 | 0.49491 | 0.49491 | 0.49491 | 0.49491 | 0.49491 | 0.49491 | 0.49491 | 0.49491 | 0.49491 | 0.49491 | 0.49491 | 0.49491 | 0.49491 | 0.49491 | 0.49491 | 0.49491 | 0.49491 | 0.49491 | 0.49491 | 0.49491 | 0.49491 | 0.49491 | 0.49491 | 0.49491 | 0.49491 | 0.49491 | 0.49491 | 0.49491 | 0.49491 | 0.49491 | 5.0462
Direct Payroll Taxes | 4.3898 |  | 0.018627 | 0.086926 | 0 | 0 | 0 | 0 | 0 | 0.043463 | 0.086926 | 0.086926 | 0.086926 | 0.086926 | 0.086926 | 0.086926 | 0.086926 | 0.086926 | 0.086926 | 0.086926 | 0.086926 | 0.086926 | 0.086926 | 0.086926 | 0.086926 | 0.086926 | 0.086926 | 0.086926 | 0.086926 | 0.086926 | 0.086926 | 0.086926 | 0.086926 | 0.086926 | 0.086926 | 0.086926 | 0.086926 | 0.086926 | 0.086926 | 0.086926 | 0.086926 | 0.086926 | 0.086926 | 0.086926 | 0.086926 | 0.086926 | 0.086926 | 0.086926 | 0.086926 | 0.086926 | 0.086926 | 0.086926 | 0.086926 | 0.086926 | 0.086926 | 0.086926 | 0.086926 | 0.086926 | 0.086926 | 0.086926 | 0.88632
Direct Opex Taxes | 29.3828 | 13.39% | 0.12468 | 0.58184 | 0 | 0 | 0 | 0 | 0 | 0.29092 | 0.58184 | 0.58184 | 0.58184 | 0.58184 | 0.58184 | 0.58184 | 0.58184 | 0.58184 | 0.58184 | 0.58184 | 0.58184 | 0.58184 | 0.58184 | 0.58184 | 0.58184 | 0.58184 | 0.58184 | 0.58184 | 0.58184 | 0.58184 | 0.58184 | 0.58184 | 0.58184 | 0.58184 | 0.58184 | 0.58184 | 0.58184 | 0.58184 | 0.58184 | 0.58184 | 0.58184 | 0.58184 | 0.58184 | 0.58184 | 0.58184 | 0.58184 | 0.58184 | 0.58184 | 0.58184 | 0.58184 | 0.58184 | 0.58184 | 0.58184 | 0.58184 | 0.58184 | 0.58184 | 0.58184 | 0.58184 | 0.58184 | 0.58184 | 5.9326
Indirect Corporate Income Taxes | 3.5653 |  | 0.016972 | 0.079204 | 0 | 0 | 0 | 0 | 0 | 0.039602 | 0.079204 | 0.079204 | 0.067184 | 0.078312 | 0.067184 | 0.078312 | 0.067184 | 0.078312 | 0.067184 | 0.080096 | 0.067184 | 0.078312 | 0.067184 | 0.067184 | 0.067184 | 0.067184 | 0.078312 | 0.067184 | 0.067184 | 0.068968 | 0.067184 | 0.078312 | 0.067184 | 0.067184 | 0.067184 | 0.067184 | 0.078312 | 0.067184 | 0.067184 | 0.068968 | 0.067184 | 0.078312 | 0.067184 | 0.067184 | 0.067184 | 0.067184 | 0.078312 | 0.067184 | 0.067184 | 0.068968 | 0.067184 | 0.078312 | 0.067184 | 0.067184 | 0.067184 | 0.067184 | 0.078312 | 0.067184 | 0.067184 | 0.068968 | 0.73752
Indirect Personal Income Taxes | 8.4098 |  | 0.040034 | 0.18682 | 0 | 0 | 0 | 0 | 0 | 0.093412 | 0.18682 | 0.18682 | 0.15847 | 0.18472 | 0.15847 | 0.18472 | 0.15847 | 0.18472 | 0.15847 | 0.18893 | 0.15847 | 0.18472 | 0.15847 | 0.15847 | 0.15847 | 0.15847 | 0.18472 | 0.15847 | 0.15847 | 0.16268 | 0.15847 | 0.18472 | 0.15847 | 0.15847 | 0.15847 | 0.15847 | 0.18472 | 0.15847 | 0.15847 | 0.16268 | 0.15847 | 0.18472 | 0.15847 | 0.15847 | 0.15847 | 0.15847 | 0.18472 | 0.15847 | 0.15847 | 0.16268 | 0.15847 | 0.18472 | 0.15847 | 0.15847 | 0.15847 | 0.15847 | 0.18472 | 0.15847 | 0.15847 | 0.16268 | 1.7396
Indirect Payroll Taxes | 1.7504 |  | 0.0083325 | 0.038885 | 0 | 0 | 0 | 0 | 0 | 0.019442 | 0.038885 | 0.038885 | 0.032984 | 0.038447 | 0.032984 | 0.038447 | 0.032984 | 0.038447 | 0.032984 | 0.039323 | 0.032984 | 0.038447 | 0.032984 | 0.032984 | 0.032984 | 0.032984 | 0.038447 | 0.032984 | 0.032984 | 0.03386 | 0.032984 | 0.038447 | 0.032984 | 0.032984 | 0.032984 | 0.032984 | 0.038447 | 0.032984 | 0.032984 | 0.03386 | 0.032984 | 0.038447 | 0.032984 | 0.032984 | 0.032984 | 0.032984 | 0.038447 | 0.032984 | 0.032984 | 0.03386 | 0.032984 | 0.038447 | 0.032984 | 0.032984 | 0.032984 | 0.032984 | 0.038447 | 0.032984 | 0.032984 | 0.03386 | 0.36208
Indirect Opex Taxes | 13.7254 | 7.869% | 0.065338 | 0.30491 | 0 | 0 | 0 | 0 | 0 | 0.15246 | 0.30491 | 0.30491 | 0.25864 | 0.30148 | 0.25864 | 0.30148 | 0.25864 | 0.30148 | 0.25864 | 0.30835 | 0.25864 | 0.30148 | 0.25864 | 0.25864 | 0.25864 | 0.25864 | 0.30148 | 0.25864 | 0.25864 | 0.26551 | 0.25864 | 0.30148 | 0.25864 | 0.25864 | 0.25864 | 0.25864 | 0.30148 | 0.25864 | 0.25864 | 0.26551 | 0.25864 | 0.30148 | 0.25864 | 0.25864 | 0.25864 | 0.25864 | 0.30148 | 0.25864 | 0.25864 | 0.26551 | 0.25864 | 0.30148 | 0.25864 | 0.25864 | 0.25864 | 0.25864 | 0.30148 | 0.25864 | 0.25864 | 0.26551 | 2.8392
Indirect Corporate Income Taxes | 4.727 |  | 0.02114 | 0.098655 | 0 | 0 | 0 | 0 | 0 | 0.049327 | 0.098655 | 0.098655 | 0.091598 | 0.098131 | 0.091598 | 0.098131 | 0.091598 | 0.098131 | 0.091598 | 0.099178 | 0.091598 | 0.098131 | 0.091598 | 0.091598 | 0.091598 | 0.091598 | 0.098131 | 0.091598 | 0.091598 | 0.092646 | 0.091598 | 0.098131 | 0.091598 | 0.091598 | 0.091598 | 0.091598 | 0.098131 | 0.091598 | 0.091598 | 0.092646 | 0.091598 | 0.098131 | 0.091598 | 0.091598 | 0.091598 | 0.091598 | 0.098131 | 0.091598 | 0.091598 | 0.092646 | 0.091598 | 0.098131 | 0.091598 | 0.091598 | 0.091598 | 0.091598 | 0.098131 | 0.091598 | 0.091598 | 0.092646 | 0.96477
Indirect Personal Income Taxes | 16.5444 |  | 0.073991 | 0.34529 | 0 | 0 | 0 | 0 | 0 | 0.17265 | 0.34529 | 0.34529 | 0.32059 | 0.34346 | 0.32059 | 0.34346 | 0.32059 | 0.34346 | 0.32059 | 0.34712 | 0.32059 | 0.34346 | 0.32059 | 0.32059 | 0.32059 | 0.32059 | 0.34346 | 0.32059 | 0.32059 | 0.32426 | 0.32059 | 0.34346 | 0.32059 | 0.32059 | 0.32059 | 0.32059 | 0.34346 | 0.32059 | 0.32059 | 0.32426 | 0.32059 | 0.34346 | 0.32059 | 0.32059 | 0.32059 | 0.32059 | 0.34346 | 0.32059 | 0.32059 | 0.32426 | 0.32059 | 0.34346 | 0.32059 | 0.32059 | 0.32059 | 0.32059 | 0.34346 | 0.32059 | 0.32059 | 0.32426 | 3.3767
Indirect Payroll Taxes | 0.79059 |  | 0.0035357 | 0.0165 | 0 | 0 | 0 | 0 | 0 | 0.00825 | 0.0165 | 0.0165 | 0.01532 | 0.016412 | 0.01532 | 0.016412 | 0.01532 | 0.016412 | 0.01532 | 0.016588 | 0.01532 | 0.016412 | 0.01532 | 0.01532 | 0.01532 | 0.01532 | 0.016412 | 0.01532 | 0.01532 | 0.015495 | 0.01532 | 0.016412 | 0.01532 | 0.01532 | 0.01532 | 0.01532 | 0.016412 | 0.01532 | 0.01532 | 0.015495 | 0.01532 | 0.016412 | 0.01532 | 0.01532 | 0.01532 | 0.01532 | 0.016412 | 0.01532 | 0.01532 | 0.015495 | 0.01532 | 0.016412 | 0.01532 | 0.01532 | 0.01532 | 0.01532 | 0.016412 | 0.01532 | 0.01532 | 0.015495 | 0.16136
Induced HST | 9.454 |  | 0.042281 | 0.19731 | 0 | 0 | 0 | 0 | 0 | 0.098655 | 0.19731 | 0.19731 | 0.1832 | 0.19626 | 0.1832 | 0.19626 | 0.1832 | 0.19626 | 0.1832 | 0.19836 | 0.1832 | 0.19626 | 0.1832 | 0.1832 | 0.1832 | 0.1832 | 0.19626 | 0.1832 | 0.1832 | 0.18529 | 0.1832 | 0.19626 | 0.1832 | 0.1832 | 0.1832 | 0.1832 | 0.19626 | 0.1832 | 0.1832 | 0.18529 | 0.1832 | 0.19626 | 0.1832 | 0.1832 | 0.1832 | 0.1832 | 0.19626 | 0.1832 | 0.1832 | 0.18529 | 0.1832 | 0.19626 | 0.1832 | 0.1832 | 0.1832 | 0.1832 | 0.19626 | 0.1832 | 0.1832 | 0.18529 | 1.9295
Induced Taxes | 31.516 | 26.67% | 0.14095 | 0.65776 | 0 | 0 | 0 | 0 | 0 | 0.32888 | 0.65776 | 0.65776 | 0.61071 | 0.65426 | 0.61071 | 0.65426 | 0.61071 | 0.65426 | 0.61071 | 0.66125 | 0.61071 | 0.65426 | 0.61071 | 0.61071 | 0.61071 | 0.61071 | 0.65426 | 0.61071 | 0.61071 | 0.61769 | 0.61071 | 0.65426 | 0.61071 | 0.61071 | 0.61071 | 0.61071 | 0.65426 | 0.61071 | 0.61071 | 0.61769 | 0.61071 | 0.65426 | 0.61071 | 0.61071 | 0.61071 | 0.61071 | 0.65426 | 0.61071 | 0.61071 | 0.61769 | 0.61071 | 0.65426 | 0.61071 | 0.61071 | 0.61071 | 0.61071 | 0.65426 | 0.61071 | 0.61071 | 0.61769 | 6.4324
0
Maritime Link - Opex ($ M) | [60 empty] | 0
Direct Personal Taxes | 1.1674 |  | 0.0021703 | 0.015192 | 0 | 0 | 0 | 0 | 0 | 0 | 0.015192 | 0.020256 | 0.031066 | 0.020256 | 0.031066 | 0.020651 | 0.020256 | 0.020256 | 0.020256 | 0.032767 | 0.022295 | 0.022295 | 0.022295 | 0.022295 | 0.033105 | 0.022295 | 0.022295 | 0.022295 | 0.022295 | 0.033105 | 0.022295 | 0.022295 | 0.022295 | 0.022295 | 0.033105 | 0.022295 | 0.022295 | 0.02269 | 0.022295 | 0.033105 | 0.022295 | 0.022295 | 0.022295 | 0.022295 | 0.022295 | 0.022295 | 0.022295 | 0.022295 | 0.022295 | 0.022295 | 0.022295 | 0.022295 | 0.022295 | 0.022295 | 0.022295 | 0.022295 | 0.022295 | 0.022295 | 0.022295 | 0.022295 | 0.22956
Direct Payroll Taxes | 0.20505 |  | 0.00038118 | 0.0026683 | 0 | 0 | 0 | 0 | 0 | 0 | 0.0026683 | 0.0035577 | 0.0054565 | 0.0035577 | 0.0054565 | 0.0036271 | 0.0035577 | 0.0035577 | 0.0035577 | 0.0057551 | 0.0039158 | 0.0039158 | 0.0039158 | 0.0039158 | 0.0058146 | 0.0039158 | 0.0039158 | 0.0039158 | 0.0039158 | 0.0058146 | 0.0039158 | 0.0039158 | 0.0039158 | 0.0039158 | 0.0058146 | 0.0039158 | 0.0039158 | 0.0039853 | 0.0039158 | 0.0058146 | 0.0039158 | 0.0039158 | 0.0039158 | 0.0039158 | 0.0039158 | 0.0039158 | 0.0039158 | 0.0039158 | 0.0039158 | 0.0039158 | 0.0039158 | 0.0039158 | 0.0039158 | 0.0039158 | 0.0039158 | 0.0039158 | 0.0039158 | 0.0039158 | 0.0039158 | 0.0039158 | 0.04032
Direct Opex Taxes | 1.3725 |  | 0.0025514 | 0.01786 | 0 | 0 | 0 | 0 | 0 | 0 | 0.01786 | 0.023813 | 0.036523 | 0.023813 | 0.036523 | 0.024278 | 0.023813 | 0.023813 | 0.023813 | 0.038522 | 0.02621 | 0.02621 | 0.02621 | 0.02621 | 0.03892 | 0.02621 | 0.02621 | 0.02621 | 0.02621 | 0.03892 | 0.02621 | 0.02621 | 0.02621 | 0.02621 | 0.03892 | 0.02621 | 0.02621 | 0.026675 | 0.02621 | 0.03892 | 0.02621 | 0.02621 | 0.02621 | 0.02621 | 0.02621 | 0.02621 | 0.02621 | 0.02621 | 0.02621 | 0.02621 | 0.02621 | 0.02621 | 0.02621 | 0.02621 | 0.02621 | 0.02621 | 0.02621 | 0.02621 | 0.02621 | 0.02621 | 0.26988
Indirect Corporate Income Taxes | 1.1788 |  | 0.0021914 | 0.01534 | 0 | 0 | 0 | 0 | 0 | 0 | 0.01534 | 0.020453 | 0.03137 | 0.020453 | 0.03137 | 0.020853 | 0.020453 | 0.020453 | 0.020453 | 0.033087 | 0.022512 | 0.022512 | 0.022512 | 0.022512 | 0.033429 | 0.022512 | 0.022512 | 0.022512 | 0.022512 | 0.033429 | 0.022512 | 0.022512 | 0.022512 | 0.022512 | 0.033429 | 0.022512 | 0.022512 | 0.022912 | 0.022512 | 0.033429 | 0.022512 | 0.022512 | 0.022512 | 0.022512 | 0.022512 | 0.022512 | 0.022512 | 0.022512 | 0.022512 | 0.022512 | 0.022512 | 0.022512 | 0.022512 | 0.022512 | 0.022512 | 0.022512 | 0.022512 | 0.022512 | 0.022512 | 0.022512 | 0.2318
Indirect Personal Income Taxes | 2.7806 |  | 0.0051691 | 0.036184 | 0 | 0 | 0 | 0 | 0 | 0 | 0.036184 | 0.048245 | 0.073994 | 0.048245 | 0.073994 | 0.049187 | 0.048245 | 0.048245 | 0.048245 | 0.078044 | 0.053102 | 0.053102 | 0.053102 | 0.053102 | 0.078851 | 0.053102 | 0.053102 | 0.053102 | 0.053102 | 0.078851 | 0.053102 | 0.053102 | 0.053102 | 0.053102 | 0.078851 | 0.053102 | 0.053102 | 0.054043 | 0.053102 | 0.078851 | 0.053102 | 0.053102 | 0.053102 | 0.053102 | 0.053102 | 0.053102 | 0.053102 | 0.053102 | 0.053102 | 0.053102 | 0.053102 | 0.053102 | 0.053102 | 0.053102 | 0.053102 | 0.053102 | 0.053102 | 0.053102 | 0.053102 | 0.053102 | 0.54677
Indirect Payroll Taxes | 0.57875 |  | 0.0010759 | 0.0075312 | 0 | 0 | 0 | 0 | 0 | 0 | 0.0075312 | 0.010042 | 0.015401 | 0.010042 | 0.015401 | 0.010238 | 0.010042 | 0.010042 | 0.010042 | 0.016244 | 0.011052 | 0.011052 | 0.011052 | 0.011052 | 0.016412 | 0.011052 | 0.011052 | 0.011052 | 0.011052 | 0.016412 | 0.011052 | 0.011052 | 0.011052 | 0.011052 | 0.016412 | 0.011052 | 0.011052 | 0.011248 | 0.011052 | 0.016412 | 0.011052 | 0.011052 | 0.011052 | 0.011052 | 0.011052 | 0.011052 | 0.011052 | 0.011052 | 0.011052 | 0.011052 | 0.011052 | 0.011052 | 0.011052 | 0.011052 | 0.011052 | 0.011052 | 0.011052 | 0.011052 | 0.011052 | 0.011052 | 0.1138
Indirect Opex Taxes | 4.5382 |  | 0.0084364 | 0.059055 | 0 | 0 | 0 | 0 | 0 | 0 | 0.059055 | 0.07874 | 0.12077 | 0.07874 | 0.12077 | 0.080277 | 0.07874 | 0.07874 | 0.07874 | 0.12737 | 0.086666 | 0.086666 | 0.086666 | 0.086666 | 0.12869 | 0.086666 | 0.086666 | 0.086666 | 0.086666 | 0.12869 | 0.086666 | 0.086666 | 0.086666 | 0.086666 | 0.12869 | 0.086666 | 0.086666 | 0.088203 | 0.086666 | 0.12869 | 0.086666 | 0.086666 | 0.086666 | 0.086666 | 0.086666 | 0.086666 | 0.086666 | 0.086666 | 0.086666 | 0.086666 | 0.086666 | 0.086666 | 0.086666 | 0.086666 | 0.086666 | 0.086666 | 0.086666 | 0.086666 | 0.086666 | 0.086666 | 0.89237
Indirect Corporate Income Taxes | 0.81511 |  | 0.0015153 | 0.010607 | 0 | 0 | 0 | 0 | 0 | 0 | 0.010607 | 0.014142 | 0.021691 | 0.014142 | 0.021691 | 0.014419 | 0.014142 | 0.014142 | 0.014142 | 0.022878 | 0.015566 | 0.015566 | 0.015566 | 0.015566 | 0.023114 | 0.015566 | 0.015566 | 0.015566 | 0.015566 | 0.023114 | 0.015566 | 0.015566 | 0.015566 | 0.015566 | 0.023114 | 0.015566 | 0.015566 | 0.015842 | 0.015566 | 0.023114 | 0.015566 | 0.015566 | 0.015566 | 0.015566 | 0.015566 | 0.015566 | 0.015566 | 0.015566 | 0.015566 | 0.015566 | 0.015566 | 0.015566 | 0.015566 | 0.015566 | 0.015566 | 0.015566 | 0.015566 | 0.015566 | 0.015566 | 0.015566 | 0.16028
Indirect Personal Income Taxes | 2.8529 |  | 0.0053034 | 0.037124 | 0 | 0 | 0 | 0 | 0 | 0 | 0.037124 | 0.049499 | 0.075917 | 0.049499 | 0.075917 | 0.050465 | 0.049499 | 0.049499 | 0.049499 | 0.080072 | 0.054481 | 0.054481 | 0.054481 | 0.054481 | 0.0809 | 0.054481 | 0.054481 | 0.054481 | 0.054481 | 0.0809 | 0.054481 | 0.054481 | 0.054481 | 0.054481 | 0.0809 | 0.054481 | 0.054481 | 0.055448 | 0.054481 | 0.0809 | 0.054481 | 0.054481 | 0.054481 | 0.054481 | 0.054481 | 0.054481 | 0.054481 | 0.054481 | 0.054481 | 0.054481 | 0.054481 | 0.054481 | 0.054481 | 0.054481 | 0.054481 | 0.054481 | 0.054481 | 0.054481 | 0.054481 | 0.054481 | 0.56097
Indirect Payroll Taxes | 0.13633 |  | 0.00025343 | 0.001774 | 0 | 0 | 0 | 0 | 0 | 0 | 0.001774 | 0.0023653 | 0.0036277 | 0.0023653 | 0.0036277 | 0.0024115 | 0.0023653 | 0.0023653 | 0.0023653 | 0.0038263 | 0.0026034 | 0.0026034 | 0.0026034 | 0.0026034 | 0.0038658 | 0.0026034 | 0.0026034 | 0.0026034 | 0.0026034 | 0.0038658 | 0.0026034 | 0.0026034 | 0.0026034 | 0.0026034 | 0.0038658 | 0.0026034 | 0.0026034 | 0.0026496 | 0.0026034 | 0.0038658 | 0.0026034 | 0.0026034 | 0.0026034 | 0.0026034 | 0.0026034 | 0.0026034 | 0.0026034 | 0.0026034 | 0.0026034 | 0.0026034 | 0.0026034 | 0.0026034 | 0.0026034 | 0.0026034 | 0.0026034 | 0.0026034 | 0.0026034 | 0.0026034 | 0.0026034 | 0.0026034 | 0.026807
Induced HST | 1.6302 |  | 0.0030305 | 0.021214 | 0 | 0 | 0 | 0 | 0 | 0 | 0.021214 | 0.028285 | 0.043381 | 0.028285 | 0.043381 | 0.028837 | 0.028285 | 0.028285 | 0.028285 | 0.045755 | 0.031132 | 0.031132 | 0.031132 | 0.031132 | 0.046228 | 0.031132 | 0.031132 | 0.031132 | 0.031132 | 0.046228 | 0.031132 | 0.031132 | 0.031132 | 0.031132 | 0.046228 | 0.031132 | 0.031132 | 0.031684 | 0.031132 | 0.046228 | 0.031132 | 0.031132 | 0.031132 | 0.031132 | 0.031132 | 0.031132 | 0.031132 | 0.031132 | 0.031132 | 0.031132 | 0.031132 | 0.031132 | 0.031132 | 0.031132 | 0.031132 | 0.031132 | 0.031132 | 0.031132 | 0.031132 | 0.031132 | 0.32056
Induced Taxes | 5.4345 |  | 0.010103 | 0.070719 | 0 | 0 | 0 | 0 | 0 | 0 | 0.070719 | 0.094292 | 0.14462 | 0.094292 | 0.14462 | 0.096132 | 0.094292 | 0.094292 | 0.094292 | 0.15253 | 0.10378 | 0.10378 | 0.10378 | 0.10378 | 0.15411 | 0.10378 | 0.10378 | 0.10378 | 0.10378 | 0.15411 | 0.10378 | 0.10378 | 0.10378 | 0.10378 | 0.15411 | 0.10378 | 0.10378 | 0.10562 | 0.10378 | 0.15411 | 0.10378 | 0.10378 | 0.10378 | 0.10378 | 0.10378 | 0.10378 | 0.10378 | 0.10378 | 0.10378 | 0.10378 | 0.10378 | 0.10378 | 0.10378 | 0.10378 | 0.10378 | 0.10378 | 0.10378 | 0.10378 | 0.10378 | 0.10378 | 1.0686
0
Capital Costs ($ M) | [60 empty] | 0
Muskrat Falls - Construction Capex ($ M) | [60 empty] | 0
Direct Personal Taxes | 71.2551 |  | 10.1793 | 19.5832 | 4.7284 | 15.24 | 15.863 | 19.5832 | 11.0833 | 3.8712 | 0.88607 | 0 | 0 | 0 | 0 | 0 | 0 | 0 | 0 | 0 | 0 | 0 | 0 | 0 | 0 | 0 | 0 | 0 | 0 | 0 | 0 | 0 | 0 | 0 | 0 | 0 | 0 | 0 | 0 | 0 | 0 | 0 | 0 | 0 | 0 | 0 | 0 | 0 | 0 | 0 | 0 | 0 | 0 | 0 | 0 | 0 | 0 | 0 | 0 | 0 | 60.6183
Direct Payroll Taxes | 12.5152 |  | 1.7879 | 3.4396 | 0.83049 | 2.6767 | 2.7862 | 3.4396 | 1.9467 | 0.67994 | 0.15563 | 0 | 0 | 0 | 0 | 0 | 0 | 0 | 0 | 0 | 0 | 0 | 0 | 0 | 0 | 0 | 0 | 0 | 0 | 0 | 0 | 0 | 0 | 0 | 0 | 0 | 0 | 0 | 0 | 0 | 0 | 0 | 0 | 0 | 0 | 0 | 0 | 0 | 0 | 0 | 0 | 0 | 0 | 0 | 0 | 0 | 0 | 0 | 0 | 0 | 10.6469
Direct Capex Taxes | 83.7702 | 13.39% | 11.9672 | 23.0227 | 5.5589 | 17.9167 | 18.6492 | 23.0227 | 13.0299 | 4.5511 | 1.0417 | 0 | 0 | 0 | 0 | 0 | 0 | 0 | 0 | 0 | 0 | 0 | 0 | 0 | 0 | 0 | 0 | 0 | 0 | 0 | 0 | 0 | 0 | 0 | 0 | 0 | 0 | 0 | 0 | 0 | 0 | 0 | 0 | 0 | 0 | 0 | 0 | 0 | 0 | 0 | 0 | 0 | 0 | 0 | 0 | 0 | 0 | 0 | 0 | 0 | 71.2652
Indirect Corporate Income Taxes | 4.1421 |  | 0.59172 | 1.1384 | 0.27486 | 0.8859 | 0.92212 | 1.1384 | 0.64427 | 0.22503 | 0.051507 | 0 | 0 | 0 | 0 | 0 | 0 | 0 | 0 | 0 | 0 | 0 | 0 | 0 | 0 | 0 | 0 | 0 | 0 | 0 | 0 | 0 | 0 | 0 | 0 | 0 | 0 | 0 | 0 | 0 | 0 | 0 | 0 | 0 | 0 | 0 | 0 | 0 | 0 | 0 | 0 | 0 | 0 | 0 | 0 | 0 | 0 | 0 | 0 | 0 | 3.5237
Indirect Personal Income Taxes | 9.7702 |  | 1.3957 | 2.6852 | 0.64834 | 2.0896 | 2.1751 | 2.6852 | 1.5197 | 0.53081 | 0.12149 | 0 | 0 | 0 | 0 | 0 | 0 | 0 | 0 | 0 | 0 | 0 | 0 | 0 | 0 | 0 | 0 | 0 | 0 | 0 | 0 | 0 | 0 | 0 | 0 | 0 | 0 | 0 | 0 | 0 | 0 | 0 | 0 | 0 | 0 | 0 | 0 | 0 | 0 | 0 | 0 | 0 | 0 | 0 | 0 | 0 | 0 | 0 | 0 | 0 | 8.3118
Indirect Payroll Taxes | 2.0335 |  | 0.29051 | 0.55888 | 0.13494 | 0.43493 | 0.45271 | 0.55888 | 0.3163 | 0.11048 | 0.025288 | 0 | 0 | 0 | 0 | 0 | 0 | 0 | 0 | 0 | 0 | 0 | 0 | 0 | 0 | 0 | 0 | 0 | 0 | 0 | 0 | 0 | 0 | 0 | 0 | 0 | 0 | 0 | 0 | 0 | 0 | 0 | 0 | 0 | 0 | 0 | 0 | 0 | 0 | 0 | 0 | 0 | 0 | 0 | 0 | 0 | 0 | 0 | 0 | 0 | 1.73
Indirect Capex Taxes | 15.9458 | 7.869% | 2.278 | 4.3824 | 1.0581 | 3.4105 | 3.5499 | 4.3824 | 2.4803 | 0.86632 | 0.19829 | 0 | 0 | 0 | 0 | 0 | 0 | 0 | 0 | 0 | 0 | 0 | 0 | 0 | 0 | 0 | 0 | 0 | 0 | 0 | 0 | 0 | 0 | 0 | 0 | 0 | 0 | 0 | 0 | 0 | 0 | 0 | 0 | 0 | 0 | 0 | 0 | 0 | 0 | 0 | 0 | 0 | 0 | 0 | 0 | 0 | 0 | 0 | 0 | 0 | 13.5655
Indirect Corporate Income Taxes | 9.9408 |  | 1.4201 | 2.7321 | 0.65966 | 2.1261 | 2.2131 | 2.7321 | 1.5462 | 0.54007 | 0.12362 | 0 | 0 | 0 | 0 | 0 | 0 | 0 | 0 | 0 | 0 | 0 | 0 | 0 | 0 | 0 | 0 | 0 | 0 | 0 | 0 | 0 | 0 | 0 | 0 | 0 | 0 | 0 | 0 | 0 | 0 | 0 | 0 | 0 | 0 | 0 | 0 | 0 | 0 | 0 | 0 | 0 | 0 | 0 | 0 | 0 | 0 | 0 | 0 | 0 | 8.4569
Indirect Personal Income Taxes | 34.7929 |  | 4.9704 | 9.5622 | 2.3088 | 7.4415 | 7.7457 | 9.5622 | 5.4118 | 1.8903 | 0.43266 | 0 | 0 | 0 | 0 | 0 | 0 | 0 | 0 | 0 | 0 | 0 | 0 | 0 | 0 | 0 | 0 | 0 | 0 | 0 | 0 | 0 | 0 | 0 | 0 | 0 | 0 | 0 | 0 | 0 | 0 | 0 | 0 | 0 | 0 | 0 | 0 | 0 | 0 | 0 | 0 | 0 | 0 | 0 | 0 | 0 | 0 | 0 | 0 | 0 | 29.5991
Indirect Payroll Taxes | 1.6626 |  | 0.23751 | 0.45694 | 0.11033 | 0.3556 | 0.37013 | 0.45694 | 0.25861 | 0.090328 | 0.020675 | 0 | 0 | 0 | 0 | 0 | 0 | 0 | 0 | 0 | 0 | 0 | 0 | 0 | 0 | 0 | 0 | 0 | 0 | 0 | 0 | 0 | 0 | 0 | 0 | 0 | 0 | 0 | 0 | 0 | 0 | 0 | 0 | 0 | 0 | 0 | 0 | 0 | 0 | 0 | 0 | 0 | 0 | 0 | 0 | 0 | 0 | 0 | 0 | 0 | 1.4144
Induced HST | 19.8817 |  | 2.8402 | 5.4641 | 1.3193 | 4.2523 | 4.4261 | 5.4641 | 3.0925 | 1.0801 | 0.24723 | 0 | 0 | 0 | 0 | 0 | 0 | 0 | 0 | 0 | 0 | 0 | 0 | 0 | 0 | 0 | 0 | 0 | 0 | 0 | 0 | 0 | 0 | 0 | 0 | 0 | 0 | 0 | 0 | 0 | 0 | 0 | 0 | 0 | 0 | 0 | 0 | 0 | 0 | 0 | 0 | 0 | 0 | 0 | 0 | 0 | 0 | 0 | 0 | 0 | 16.9138
Induced Taxes | 66.278 | 26.67% | 9.4683 | 18.2153 | 4.3981 | 14.1755 | 14.755 | 18.2153 | 10.3091 | 3.6008 | 0.82418 | 0 | 0 | 0 | 0 | 0 | 0 | 0 | 0 | 0 | 0 | 0 | 0 | 0 | 0 | 0 | 0 | 0 | 0 | 0 | 0 | 0 | 0 | 0 | 0 | 0 | 0 | 0 | 0 | 0 | 0 | 0 | 0 | 0 | 0 | 0 | 0 | 0 | 0 | 0 | 0 | 0 | 0 | 0 | 0 | 0 | 0 | 0 | 0 | 0 | 56.3842
0
Island Link - Construction Capex ($ M) | [60 empty] | 0
Direct Personal Taxes | 41.9421 |  | 5.9917 | 13.9805 | 0.7517 | 3.8017 | 10.7757 | 13.9805 | 10.6187 | 1.879 | 0.13493 | 0 | 0 | 0 | 0 | 0 | 0 | 0 | 0 | 0 | 0 | 0 | 0 | 0 | 0 | 0 | 0 | 0 | 0 | 0 | 0 | 0 | 0 | 0 | 0 | 0 | 0 | 0 | 0 | 0 | 0 | 0 | 0 | 0 | 0 | 0 | 0 | 0 | 0 | 0 | 0 | 0 | 0 | 0 | 0 | 0 | 0 | 0 | 0 | 0 | 34.6593
Direct Payroll Taxes | 7.3667 |  | 1.0524 | 2.4555 | 0.13203 | 0.66772 | 1.8926 | 2.4555 | 1.865 | 0.33002 | 0.023698 | 0 | 0 | 0 | 0 | 0 | 0 | 0 | 0 | 0 | 0 | 0 | 0 | 0 | 0 | 0 | 0 | 0 | 0 | 0 | 0 | 0 | 0 | 0 | 0 | 0 | 0 | 0 | 0 | 0 | 0 | 0 | 0 | 0 | 0 | 0 | 0 | 0 | 0 | 0 | 0 | 0 | 0 | 0 | 0 | 0 | 0 | 0 | 0 | 0 | 6.0875
Direct Capex Taxes | 49.3087 | 13.39% | 7.0441 | 16.436 | 0.88372 | 4.4694 | 12.6684 | 16.436 | 12.4837 | 2.209 | 0.15862 | 0 | 0 | 0 | 0 | 0 | 0 | 0 | 0 | 0 | 0 | 0 | 0 | 0 | 0 | 0 | 0 | 0 | 0 | 0 | 0 | 0 | 0 | 0 | 0 | 0 | 0 | 0 | 0 | 0 | 0 | 0 | 0 | 0 | 0 | 0 | 0 | 0 | 0 | 0 | 0 | 0 | 0 | 0 | 0 | 0 | 0 | 0 | 0 | 0 | 40.7468
Indirect Corporate Income Taxes | 3.0931 |  | 0.44188 | 1.031 | 0.055436 | 0.28037 | 0.79468 | 1.031 | 0.7831 | 0.13857 | 0.0099504 | 0 | 0 | 0 | 0 | 0 | 0 | 0 | 0 | 0 | 0 | 0 | 0 | 0 | 0 | 0 | 0 | 0 | 0 | 0 | 0 | 0 | 0 | 0 | 0 | 0 | 0 | 0 | 0 | 0 | 0 | 0 | 0 | 0 | 0 | 0 | 0 | 0 | 0 | 0 | 0 | 0 | 0 | 0 | 0 | 0 | 0 | 0 | 0 | 0 | 2.556
Indirect Personal Income Taxes | 7.296 |  | 1.0423 | 2.432 | 0.13076 | 0.66132 | 1.8745 | 2.432 | 1.8472 | 0.32685 | 0.023471 | 0 | 0 | 0 | 0 | 0 | 0 | 0 | 0 | 0 | 0 | 0 | 0 | 0 | 0 | 0 | 0 | 0 | 0 | 0 | 0 | 0 | 0 | 0 | 0 | 0 | 0 | 0 | 0 | 0 | 0 | 0 | 0 | 0 | 0 | 0 | 0 | 0 | 0 | 0 | 0 | 0 | 0 | 0 | 0 | 0 | 0 | 0 | 0 | 0 | 6.0292
Indirect Payroll Taxes | 1.5186 |  | 0.21694 | 0.50618 | 0.027216 | 0.13765 | 0.39015 | 0.50618 | 0.38446 | 0.06803 | 0.0048852 | 0 | 0 | 0 | 0 | 0 | 0 | 0 | 0 | 0 | 0 | 0 | 0 | 0 | 0 | 0 | 0 | 0 | 0 | 0 | 0 | 0 | 0 | 0 | 0 | 0 | 0 | 0 | 0 | 0 | 0 | 0 | 0 | 0 | 0 | 0 | 0 | 0 | 0 | 0 | 0 | 0 | 0 | 0 | 0 | 0 | 0 | 0 | 0 | 0 | 1.2549
Indirect Capex Taxes | 11.9077 | 7.869% | 1.7011 | 3.9692 | 0.21341 | 1.0793 | 3.0593 | 3.9692 | 3.0147 | 0.53345 | 0.038307 | 0 | 0 | 0 | 0 | 0 | 0 | 0 | 0 | 0 | 0 | 0 | 0 | 0 | 0 | 0 | 0 | 0 | 0 | 0 | 0 | 0 | 0 | 0 | 0 | 0 | 0 | 0 | 0 | 0 | 0 | 0 | 0 | 0 | 0 | 0 | 0 | 0 | 0 | 0 | 0 | 0 | 0 | 0 | 0 | 0 | 0 | 0 | 0 | 0 | 9.8401
Indirect Corporate Income Taxes | 6.2359 |  | 0.89085 | 2.0786 | 0.11176 | 0.56523 | 1.6021 | 2.0786 | 1.5788 | 0.27936 | 0.020061 | 0 | 0 | 0 | 0 | 0 | 0 | 0 | 0 | 0 | 0 | 0 | 0 | 0 | 0 | 0 | 0 | 0 | 0 | 0 | 0 | 0 | 0 | 0 | 0 | 0 | 0 | 0 | 0 | 0 | 0 | 0 | 0 | 0 | 0 | 0 | 0 | 0 | 0 | 0 | 0 | 0 | 0 | 0 | 0 | 0 | 0 | 0 | 0 | 0 | 5.1531
Indirect Personal Income Taxes | 21.8257 |  | 3.118 | 7.2751 | 0.39117 | 1.9783 | 5.6074 | 7.2751 | 5.5257 | 0.97776 | 0.070212 | 0 | 0 | 0 | 0 | 0 | 0 | 0 | 0 | 0 | 0 | 0 | 0 | 0 | 0 | 0 | 0 | 0 | 0 | 0 | 0 | 0 | 0 | 0 | 0 | 0 | 0 | 0 | 0 | 0 | 0 | 0 | 0 | 0 | 0 | 0 | 0 | 0 | 0 | 0 | 0 | 0 | 0 | 0 | 0 | 0 | 0 | 0 | 0 | 0 | 18.0359
Indirect Payroll Taxes | 1.043 |  | 0.14899 | 0.34765 | 0.018692 | 0.094535 | 0.26796 | 0.34765 | 0.26405 | 0.046723 | 0.0033551 | 0 | 0 | 0 | 0 | 0 | 0 | 0 | 0 | 0 | 0 | 0 | 0 | 0 | 0 | 0 | 0 | 0 | 0 | 0 | 0 | 0 | 0 | 0 | 0 | 0 | 0 | 0 | 0 | 0 | 0 | 0 | 0 | 0 | 0 | 0 | 0 | 0 | 0 | 0 | 0 | 0 | 0 | 0 | 0 | 0 | 0 | 0 | 0 | 0 | 0.86186
Induced HST | 12.4719 |  | 1.7817 | 4.1572 | 0.22352 | 1.1305 | 3.2043 | 4.1572 | 3.1576 | 0.55872 | 0.040121 | 0 | 0 | 0 | 0 | 0 | 0 | 0 | 0 | 0 | 0 | 0 | 0 | 0 | 0 | 0 | 0 | 0 | 0 | 0 | 0 | 0 | 0 | 0 | 0 | 0 | 0 | 0 | 0 | 0 | 0 | 0 | 0 | 0 | 0 | 0 | 0 | 0 | 0 | 0 | 0 | 0 | 0 | 0 | 0 | 0 | 0 | 0 | 0 | 0 | 10.3063
Induced Taxes | 41.5765 | 26.67% | 5.9395 | 13.8586 | 0.74514 | 3.7685 | 10.6818 | 13.8586 | 10.5261 | 1.8626 | 0.13375 | 0 | 0 | 0 | 0 | 0 | 0 | 0 | 0 | 0 | 0 | 0 | 0 | 0 | 0 | 0 | 0 | 0 | 0 | 0 | 0 | 0 | 0 | 0 | 0 | 0 | 0 | 0 | 0 | 0 | 0 | 0 | 0 | 0 | 0 | 0 | 0 | 0 | 0 | 0 | 0 | 0 | 0 | 0 | 0 | 0 | 0 | 0 | 0 | 0 | 34.3572
0
Maritime Link - Construction Capex ($ M) | [60 empty] | 0
Direct Personal Taxes | 7.9447 |  | 1.135 | 2.6118 | 0.44273 | 0.78189 | 1.8755 | 2.1698 | 2.6118 | 0.062863 | 0 | 0 | 0 | 0 | 0 | 0 | 0 | 0 | 0 | 0 | 0 | 0 | 0 | 0 | 0 | 0 | 0 | 0 | 0 | 0 | 0 | 0 | 0 | 0 | 0 | 0 | 0 | 0 | 0 | 0 | 0 | 0 | 0 | 0 | 0 | 0 | 0 | 0 | 0 | 0 | 0 | 0 | 0 | 0 | 0 | 0 | 0 | 0 | 0 | 0 | 6.6202
Direct Payroll Taxes | 1.3954 |  | 0.19934 | 0.45874 | 0.07776 | 0.13733 | 0.32942 | 0.38111 | 0.45874 | 0.011041 | 0 | 0 | 0 | 0 | 0 | 0 | 0 | 0 | 0 | 0 | 0 | 0 | 0 | 0 | 0 | 0 | 0 | 0 | 0 | 0 | 0 | 0 | 0 | 0 | 0 | 0 | 0 | 0 | 0 | 0 | 0 | 0 | 0 | 0 | 0 | 0 | 0 | 0 | 0 | 0 | 0 | 0 | 0 | 0 | 0 | 0 | 0 | 0 | 0 | 0 | 1.1628
Direct Capex Taxes | 9.3401 |  | 1.3343 | 3.0706 | 0.52049 | 0.91922 | 2.205 | 2.5509 | 3.0706 | 0.073904 | 0 | 0 | 0 | 0 | 0 | 0 | 0 | 0 | 0 | 0 | 0 | 0 | 0 | 0 | 0 | 0 | 0 | 0 | 0 | 0 | 0 | 0 | 0 | 0 | 0 | 0 | 0 | 0 | 0 | 0 | 0 | 0 | 0 | 0 | 0 | 0 | 0 | 0 | 0 | 0 | 0 | 0 | 0 | 0 | 0 | 0 | 0 | 0 | 0 | 0 | 7.783
Indirect Corporate Income Taxes | 0.8338 |  | 0.11911 | 0.27411 | 0.046465 | 0.08206 | 0.19684 | 0.22773 | 0.27411 | 0.0065975 | 0 | 0 | 0 | 0 | 0 | 0 | 0 | 0 | 0 | 0 | 0 | 0 | 0 | 0 | 0 | 0 | 0 | 0 | 0 | 0 | 0 | 0 | 0 | 0 | 0 | 0 | 0 | 0 | 0 | 0 | 0 | 0 | 0 | 0 | 0 | 0 | 0 | 0 | 0 | 0 | 0 | 0 | 0 | 0 | 0 | 0 | 0 | 0 | 0 | 0 | 0.6948
Indirect Personal Income Taxes | 1.9668 |  | 0.28097 | 0.64657 | 0.1096 | 0.19356 | 0.4643 | 0.53715 | 0.64657 | 0.015562 | 0 | 0 | 0 | 0 | 0 | 0 | 0 | 0 | 0 | 0 | 0 | 0 | 0 | 0 | 0 | 0 | 0 | 0 | 0 | 0 | 0 | 0 | 0 | 0 | 0 | 0 | 0 | 0 | 0 | 0 | 0 | 0 | 0 | 0 | 0 | 0 | 0 | 0 | 0 | 0 | 0 | 0 | 0 | 0 | 0 | 0 | 0 | 0 | 0 | 0 | 1.6389
Indirect Payroll Taxes | 0.40935 |  | 0.058479 | 0.13458 | 0.022812 | 0.040287 | 0.096639 | 0.1118 | 0.13458 | 0.003239 | 0 | 0 | 0 | 0 | 0 | 0 | 0 | 0 | 0 | 0 | 0 | 0 | 0 | 0 | 0 | 0 | 0 | 0 | 0 | 0 | 0 | 0 | 0 | 0 | 0 | 0 | 0 | 0 | 0 | 0 | 0 | 0 | 0 | 0 | 0 | 0 | 0 | 0 | 0 | 0 | 0 | 0 | 0 | 0 | 0 | 0 | 0 | 0 | 0 | 0 | 0.34111
Indirect Capex Taxes | 3.2099 |  | 0.45856 | 1.0553 | 0.17888 | 0.31591 | 0.75778 | 0.87668 | 1.0553 | 0.025399 | 0 | 0 | 0 | 0 | 0 | 0 | 0 | 0 | 0 | 0 | 0 | 0 | 0 | 0 | 0 | 0 | 0 | 0 | 0 | 0 | 0 | 0 | 0 | 0 | 0 | 0 | 0 | 0 | 0 | 0 | 0 | 0 | 0 | 0 | 0 | 0 | 0 | 0 | 0 | 0 | 0 | 0 | 0 | 0 | 0 | 0 | 0 | 0 | 0 | 0 | 2.6748
Indirect Corporate Income Taxes | 1.3267 |  | 0.18954 | 0.43617 | 0.073935 | 0.13057 | 0.31321 | 0.36236 | 0.43617 | 0.010498 | 0 | 0 | 0 | 0 | 0 | 0 | 0 | 0 | 0 | 0 | 0 | 0 | 0 | 0 | 0 | 0 | 0 | 0 | 0 | 0 | 0 | 0 | 0 | 0 | 0 | 0 | 0 | 0 | 0 | 0 | 0 | 0 | 0 | 0 | 0 | 0 | 0 | 0 | 0 | 0 | 0 | 0 | 0 | 0 | 0 | 0 | 0 | 0 | 0 | 0 | 1.1056
Indirect Personal Income Taxes | 4.6436 |  | 0.66337 | 1.5266 | 0.25877 | 0.45701 | 1.0962 | 1.2683 | 1.5266 | 0.036743 | 0 | 0 | 0 | 0 | 0 | 0 | 0 | 0 | 0 | 0 | 0 | 0 | 0 | 0 | 0 | 0 | 0 | 0 | 0 | 0 | 0 | 0 | 0 | 0 | 0 | 0 | 0 | 0 | 0 | 0 | 0 | 0 | 0 | 0 | 0 | 0 | 0 | 0 | 0 | 0 | 0 | 0 | 0 | 0 | 0 | 0 | 0 | 0 | 0 | 0 | 3.8695
Indirect Payroll Taxes | 0.2219 |  | 0.0317 | 0.07295 | 0.012366 | 0.021839 | 0.052385 | 0.060604 | 0.07295 | 0.0017558 | 0 | 0 | 0 | 0 | 0 | 0 | 0 | 0 | 0 | 0 | 0 | 0 | 0 | 0 | 0 | 0 | 0 | 0 | 0 | 0 | 0 | 0 | 0 | 0 | 0 | 0 | 0 | 0 | 0 | 0 | 0 | 0 | 0 | 0 | 0 | 0 | 0 | 0 | 0 | 0 | 0 | 0 | 0 | 0 | 0 | 0 | 0 | 0 | 0 | 0 | 0.18491
Induced HST | 2.6535 |  | 0.37907 | 0.87234 | 0.14787 | 0.26115 | 0.62643 | 0.72472 | 0.87234 | 0.020996 | 0 | 0 | 0 | 0 | 0 | 0 | 0 | 0 | 0 | 0 | 0 | 0 | 0 | 0 | 0 | 0 | 0 | 0 | 0 | 0 | 0 | 0 | 0 | 0 | 0 | 0 | 0 | 0 | 0 | 0 | 0 | 0 | 0 | 0 | 0 | 0 | 0 | 0 | 0 | 0 | 0 | 0 | 0 | 0 | 0 | 0 | 0 | 0 | 0 | 0 | 2.2111
Induced Taxes | 8.8458 |  | 1.2637 | 2.9081 | 0.49294 | 0.87057 | 2.0883 | 2.4159 | 2.9081 | 0.069993 | 0 | 0 | 0 | 0 | 0 | 0 | 0 | 0 | 0 | 0 | 0 | 0 | 0 | 0 | 0 | 0 | 0 | 0 | 0 | 0 | 0 | 0 | 0 | 0 | 0 | 0 | 0 | 0 | 0 | 0 | 0 | 0 | 0 | 0 | 0 | 0 | 0 | 0 | 0 | 0 | 0 | 0 | 0 | 0 | 0 | 0 | 0 | 0 | 0 | 0 | 7.3711
Overal Taxes Ck
Direct Ck |  |  |  |  | 6.9631 | 23.3053 | 33.5225 | 42.0096 | 28.5842 | 7.1249 | 2.1611 | 0.96669 | 0.9794 | 0.96669 | 0.9794 | 0.96716 | 0.96669 | 0.96669 | 0.96669 | 0.9814 | 0.96909 | 0.96909 | 0.96909 | 0.96909 | 0.9818 | 0.96909 | 0.96909 | 0.96909 | 0.96909 | 0.9818 | 0.96909 | 0.96909 | 0.96909 | 0.96909 | 0.9818 | 0.96909 | 0.96909 | 0.96955 | 0.96909 | 0.9818 | 0.96909 | 0.96909 | 0.96909 | 0.96909 | 0.96909 | 0.96909 | 0.96909 | 0.96909 | 0.96909 | 0.96909 | 0.96909 | 0.96909 | 0.96909 | 0.96909 | 0.96909 | 0.96909 | 0.96909 | 0.96909 | 0.96909 | 0.96909
Direct above |  |  |  |  | 6.9631 | 23.3053 | 33.5225 | 42.0096 | 28.5842 | 7.1249 | 2.1611 | 0.96669 | 0.9794 | 0.96669 | 0.9794 | 0.96716 | 0.96669 | 0.96669 | 0.96669 | 0.9814 | 0.96909 | 0.96909 | 0.96909 | 0.96909 | 0.9818 | 0.96909 | 0.96909 | 0.96909 | 0.96909 | 0.9818 | 0.96909 | 0.96909 | 0.96909 | 0.96909 | 0.9818 | 0.96909 | 0.96909 | 0.96955 | 0.96909 | 0.9818 | 0.96909 | 0.96909 | 0.96909 | 0.96909 | 0.96909 | 0.96909 | 0.96909 | 0.96909 | 0.96909 | 0.96909 | 0.96909 | 0.96909 | 0.96909 | 0.96909 | 0.96909 | 0.96909 | 0.96909 | 0.96909 | 0.96909 | 0.96909
Indirect Direct Ck |  |  |  |  | 1.4504 | 4.8057 | 7.367 | 9.2283 | 6.5503 | 1.5776 | 0.75638 | 0.53947 | 0.53522 | 0.53603 | 0.53522 | 0.53757 | 0.4932 | 0.53603 | 0.4932 | 0.59153 | 0.50112 | 0.54396 | 0.50112 | 0.50112 | 0.54315 | 0.50112 | 0.54396 | 0.50112 | 0.50112 | 0.55001 | 0.50112 | 0.54396 | 0.50112 | 0.50112 | 0.54315 | 0.50112 | 0.54396 | 0.50266 | 0.50112 | 0.55001 | 0.50112 | 0.54396 | 0.50112 | 0.50112 | 0.50112 | 0.50112 | 0.54396 | 0.50112 | 0.50112 | 0.50799 | 0.50112 | 0.54396 | 0.50112 | 0.50112 | 0.50112 | 0.50112 | 0.54396 | 0.50112 | 0.50112 | 0.50799
Indirect above |  |  |  |  | 1.4504 | 4.8057 | 7.367 | 9.2283 | 6.5503 | 1.5776 | 0.75638 | 0.53947 | 0.53522 | 0.53603 | 0.53522 | 0.53757 | 0.4932 | 0.53603 | 0.4932 | 0.59153 | 0.50112 | 0.54396 | 0.50112 | 0.50112 | 0.54315 | 0.50112 | 0.54396 | 0.50112 | 0.50112 | 0.55001 | 0.50112 | 0.54396 | 0.50112 | 0.50112 | 0.54315 | 0.50112 | 0.54396 | 0.50266 | 0.50112 | 0.55001 | 0.50112 | 0.54396 | 0.50112 | 0.50112 | 0.50112 | 0.50112 | 0.54396 | 0.50112 | 0.50112 | 0.50799 | 0.50112 | 0.54396 | 0.50112 | 0.50112 | 0.50112 | 0.50112 | 0.54396 | 0.50112 | 0.50112 | 0.50799
Induced Direct Ck |  |  |  |  | 5.6362 | 18.8146 | 27.5251 | 34.4898 | 23.7433 | 5.8623 | 2.0606 | 1.1262 | 1.1295 | 1.1228 | 1.1295 | 1.1246 | 1.0792 | 1.1228 | 1.0792 | 1.188 | 1.0887 | 1.1322 | 1.0887 | 1.0887 | 1.139 | 1.0887 | 1.1322 | 1.0887 | 1.0887 | 1.146 | 1.0887 | 1.1322 | 1.0887 | 1.0887 | 1.139 | 1.0887 | 1.1322 | 1.0905 | 1.0887 | 1.146 | 1.0887 | 1.1322 | 1.0887 | 1.0887 | 1.0887 | 1.0887 | 1.1322 | 1.0887 | 1.0887 | 1.0957 | 1.0887 | 1.1322 | 1.0887 | 1.0887 | 1.0887 | 1.0887 | 1.1322 | 1.0887 | 1.0887 | 1.0957
Induceed above |  |  |  |  | 5.6362 | 18.8146 | 27.5251 | 34.4898 | 23.7433 | 5.8623 | 2.0606 | 1.1262 | 1.1295 | 1.1228 | 1.1295 | 1.1246 | 1.0792 | 1.1228 | 1.0792 | 1.188 | 1.0887 | 1.1322 | 1.0887 | 1.0887 | 1.139 | 1.0887 | 1.1322 | 1.0887 | 1.0887 | 1.146 | 1.0887 | 1.1322 | 1.0887 | 1.0887 | 1.139 | 1.0887 | 1.1322 | 1.0905 | 1.0887 | 1.146 | 1.0887 | 1.1322 | 1.0887 | 1.0887 | 1.0887 | 1.0887 | 1.1322 | 1.0887 | 1.0887 | 1.0957 | 1.0887 | 1.1322 | 1.0887 | 1.0887 | 1.0887 | 1.0887 | 1.1322 | 1.0887 | 1.0887 | 1.0957
Capex
MF
Direct | 625.7579
Indirect | 202.645
Induced | 248.5209
Total MF capex | 1076.9238
LIL
Direct | 368.3331
Indirect | 151.3274
Induced | 155.8981
Total LIL capex | 675.5586
Total
Direct | 994.091
Indirect | 353.9724
Induced | 404.419
Total Capex | 1752.4824
Opex
MF
Direct | 134.8478
Indirect | 99.0068
Induced | 70.1564
Total MF Opex | 304.011
LIL
Direct | 219.4877
Indirect | 174.4275
Induced | 118.1745
Total LIL Opex | 512.0897
Total
Direct | 354.3355
Indirect | 273.4343
Induced | 188.3309
Total Opex | 816.1007

## Economic Impact Assumptions
Assumptions | Sources | 2010 | 2011 | 2012 | 2013 | 2014 | 2015 | 2016 | 2017 | 2018 | 2019 | 2020 | 2021 | 2022 | 2023 | 2024 | 2025 | 2026 | 2027 | 2028 | 2029 | 2030 | 2031 | 2032 | 2033 | 2034 | 2035 | 2036 | 2037 | 2038 | 2039 | 2040 | 2041 | 2042 | 2043 | 2044 | 2045 | 2046 | 2047 | 2048 | 2049 | 2050 | 2051 | 2052 | 2053 | 2054 | 2055 | 2056 | 2057 | 2058 | 2059 | 2060 | 2061 | 2062 | 2063 | 2064 | 2065 | 2066 | 2067 | 118233
Direct Labour Income (% of total capex) | [59 empty] | 0
Small Hydro |  | 20.34% | 20.34% | 20.34% | 20.34% | 20.34% | 20.34% | 20.34% | 20.34% | 20.34% | 20.34% | 20.34% | 20.34% | 20.34% | 20.34% | 20.34% | 20.34% | 20.34% | 20.34% | 20.34% | 20.34% | 20.34% | 20.34% | 20.34% | 20.34% | 20.34% | 20.34% | 20.34% | 20.34% | 20.34% | 20.34% | 20.34% | 20.34% | 20.34% | 20.34% | 20.34% | 20.34% | 20.34% | 20.34% | 20.34% | 20.34% | 20.34% | 20.34% | 20.34% | 20.34% | 20.34% | 20.34% | 20.34% | 20.34% | 20.34% | 20.34% | 20.34% | 20.34% | 20.34% | 20.34% | 20.34% | 20.34% | 20.34% | 20.34% | 1180%
CCCT |  | 15.71% | 15.71% | 15.71% | 15.71% | 15.71% | 15.71% | 15.71% | 15.71% | 15.71% | 15.71% | 15.71% | 15.71% | 15.71% | 15.71% | 15.71% | 15.71% | 15.71% | 15.71% | 15.71% | 15.71% | 15.71% | 15.71% | 15.71% | 15.71% | 15.71% | 15.71% | 15.71% | 15.71% | 15.71% | 15.71% | 15.71% | 15.71% | 15.71% | 15.71% | 15.71% | 15.71% | 15.71% | 15.71% | 15.71% | 15.71% | 15.71% | 15.71% | 15.71% | 15.71% | 15.71% | 15.71% | 15.71% | 15.71% | 15.71% | 15.71% | 15.71% | 15.71% | 15.71% | 15.71% | 15.71% | 15.71% | 15.71% | 15.71% | 911.4%
CT |  | 13.74% | 13.74% | 13.74% | 13.74% | 13.74% | 13.74% | 13.74% | 13.74% | 13.74% | 13.74% | 13.74% | 13.74% | 13.74% | 13.74% | 13.74% | 13.74% | 13.74% | 13.74% | 13.74% | 13.74% | 13.74% | 13.74% | 13.74% | 13.74% | 13.74% | 13.74% | 13.74% | 13.74% | 13.74% | 13.74% | 13.74% | 13.74% | 13.74% | 13.74% | 13.74% | 13.74% | 13.74% | 13.74% | 13.74% | 13.74% | 13.74% | 13.74% | 13.74% | 13.74% | 13.74% | 13.74% | 13.74% | 13.74% | 13.74% | 13.74% | 13.74% | 13.74% | 13.74% | 13.74% | 13.74% | 13.74% | 13.74% | 13.74% | 797.1%
MF | DG3 SCI Analysis | 19% | 19% | 19% | 19% | 19% | 19% | 19% | 19% | 19% | 19% | 19% | 19% | 19% | 19% | 19% | 19% | 19% | 19% | 19% | 19% | 19% | 19% | 19% | 19% | 19% | 19% | 19% | 19% | 19% | 19% | 19% | 19% | 19% | 19% | 19% | 19% | 19% | 19% | 19% | 19% | 19% | 19% | 19% | 19% | 19% | 19% | 19% | 19% | 19% | 19% | 19% | 19% | 19% | 19% | 19% | 19% | 19% | 19% | 1102%
LITL | DG3 SCI Analysis | 15.6% | 15.6% | 15.6% | 15.6% | 15.6% | 15.6% | 15.6% | 15.6% | 15.6% | 15.6% | 15.6% | 15.6% | 15.6% | 15.6% | 15.6% | 15.6% | 15.6% | 15.6% | 15.6% | 15.6% | 15.6% | 15.6% | 15.6% | 15.6% | 15.6% | 15.6% | 15.6% | 15.6% | 15.6% | 15.6% | 15.6% | 15.6% | 15.6% | 15.6% | 15.6% | 15.6% | 15.6% | 15.6% | 15.6% | 15.6% | 15.6% | 15.6% | 15.6% | 15.6% | 15.6% | 15.6% | 15.6% | 15.6% | 15.6% | 15.6% | 15.6% | 15.6% | 15.6% | 15.6% | 15.6% | 15.6% | 15.6% | 15.6% | 904.9%
HRD Other |  | 20.34% | 20.34% | 20.34% | 20.34% | 20.34% | 20.34% | 20.34% | 20.34% | 20.34% | 20.34% | 20.34% | 20.34% | 20.34% | 20.34% | 20.34% | 20.34% | 20.34% | 20.34% | 20.34% | 20.34% | 20.34% | 20.34% | 20.34% | 20.34% | 20.34% | 20.34% | 20.34% | 20.34% | 20.34% | 20.34% | 20.34% | 20.34% | 20.34% | 20.34% | 20.34% | 20.34% | 20.34% | 20.34% | 20.34% | 20.34% | 20.34% | 20.34% | 20.34% | 20.34% | 20.34% | 20.34% | 20.34% | 20.34% | 20.34% | 20.34% | 20.34% | 20.34% | 20.34% | 20.34% | 20.34% | 20.34% | 20.34% | 20.34% | 1180%
Wind |  | 6.405% | 6.405% | 6.405% | 6.405% | 6.405% | 6.405% | 6.405% | 6.405% | 6.405% | 6.405% | 6.405% | 6.405% | 6.405% | 6.405% | 6.405% | 6.405% | 6.405% | 6.405% | 6.405% | 6.405% | 6.405% | 6.405% | 6.405% | 6.405% | 6.405% | 6.405% | 6.405% | 6.405% | 6.405% | 6.405% | 6.405% | 6.405% | 6.405% | 6.405% | 6.405% | 6.405% | 6.405% | 6.405% | 6.405% | 6.405% | 6.405% | 6.405% | 6.405% | 6.405% | 6.405% | 6.405% | 6.405% | 6.405% | 6.405% | 6.405% | 6.405% | 6.405% | 6.405% | 6.405% | 6.405% | 6.405% | 6.405% | 6.405% | 371.5%
HRD ESP |  | 15.08% | 15.08% | 15.08% | 15.08% | 15.08% | 15.08% | 15.08% | 15.08% | 15.08% | 15.08% | 15.08% | 15.08% | 15.08% | 15.08% | 15.08% | 15.08% | 15.08% | 15.08% | 15.08% | 15.08% | 15.08% | 15.08% | 15.08% | 15.08% | 15.08% | 15.08% | 15.08% | 15.08% | 15.08% | 15.08% | 15.08% | 15.08% | 15.08% | 15.08% | 15.08% | 15.08% | 15.08% | 15.08% | 15.08% | 15.08% | 15.08% | 15.08% | 15.08% | 15.08% | 15.08% | 15.08% | 15.08% | 15.08% | 15.08% | 15.08% | 15.08% | 15.08% | 15.08% | 15.08% | 15.08% | 15.08% | 15.08% | 15.08% | 874.8%
Direct Labour Income (% of total opex) | [59 empty] | 0%
Small Hydro |  | 64.34% | 64.34% | 64.34% | 64.34% | 64.34% | 64.34% | 64.34% | 64.34% | 64.34% | 64.34% | 64.34% | 64.34% | 64.34% | 64.34% | 64.34% | 64.34% | 64.34% | 64.34% | 64.34% | 64.34% | 64.34% | 64.34% | 64.34% | 64.34% | 64.34% | 64.34% | 64.34% | 64.34% | 64.34% | 64.34% | 64.34% | 64.34% | 64.34% | 64.34% | 64.34% | 64.34% | 64.34% | 64.34% | 64.34% | 64.34% | 64.34% | 64.34% | 64.34% | 64.34% | 64.34% | 64.34% | 64.34% | 64.34% | 64.34% | 64.34% | 64.34% | 64.34% | 64.34% | 64.34% | 64.34% | 64.34% | 64.34% | 64.34% | 3732%
CCCT |  | 73.53% | 73.53% | 73.53% | 73.53% | 73.53% | 73.53% | 73.53% | 73.53% | 73.53% | 73.53% | 73.53% | 73.53% | 73.53% | 73.53% | 73.53% | 73.53% | 73.53% | 73.53% | 73.53% | 73.53% | 73.53% | 73.53% | 73.53% | 73.53% | 73.53% | 73.53% | 73.53% | 73.53% | 73.53% | 73.53% | 73.53% | 73.53% | 73.53% | 73.53% | 73.53% | 73.53% | 73.53% | 73.53% | 73.53% | 73.53% | 73.53% | 73.53% | 73.53% | 73.53% | 73.53% | 73.53% | 73.53% | 73.53% | 73.53% | 73.53% | 73.53% | 73.53% | 73.53% | 73.53% | 73.53% | 73.53% | 73.53% | 73.53% | 4265%
CT |  | 68.94% | 68.94% | 68.94% | 68.94% | 68.94% | 68.94% | 68.94% | 68.94% | 68.94% | 68.94% | 68.94% | 68.94% | 68.94% | 68.94% | 68.94% | 68.94% | 68.94% | 68.94% | 68.94% | 68.94% | 68.94% | 68.94% | 68.94% | 68.94% | 68.94% | 68.94% | 68.94% | 68.94% | 68.94% | 68.94% | 68.94% | 68.94% | 68.94% | 68.94% | 68.94% | 68.94% | 68.94% | 68.94% | 68.94% | 68.94% | 68.94% | 68.94% | 68.94% | 68.94% | 68.94% | 68.94% | 68.94% | 68.94% | 68.94% | 68.94% | 68.94% | 68.94% | 68.94% | 68.94% | 68.94% | 68.94% | 68.94% | 68.94% | 3998%
MF | DG3 SCI Analysis | 31.75% | 31.75% | 31.75% | 31.75% | 31.75% | 31.75% | 31.75% | 31.75% | 31.75% | 31.75% | 31.75% | 31.75% | 31.75% | 31.75% | 31.75% | 31.75% | 31.75% | 31.75% | 31.75% | 31.75% | 31.75% | 31.75% | 31.75% | 31.75% | 31.75% | 31.75% | 31.75% | 31.75% | 31.75% | 31.75% | 31.75% | 31.75% | 31.75% | 31.75% | 31.75% | 31.75% | 31.75% | 31.75% | 31.75% | 31.75% | 31.75% | 31.75% | 31.75% | 31.75% | 31.75% | 31.75% | 31.75% | 31.75% | 31.75% | 31.75% | 31.75% | 31.75% | 31.75% | 31.75% | 31.75% | 31.75% | 31.75% | 31.75% | 1842%
LITL | DG3 SCI Analysis | 28.96% | 28.96% | 28.96% | 28.96% | 28.96% | 28.96% | 28.96% | 28.96% | 28.96% | 28.96% | 28.96% | 28.96% | 28.96% | 28.96% | 28.96% | 28.96% | 28.96% | 28.96% | 28.96% | 28.96% | 28.96% | 28.96% | 28.96% | 28.96% | 28.96% | 28.96% | 28.96% | 28.96% | 28.96% | 28.96% | 28.96% | 28.96% | 28.96% | 28.96% | 28.96% | 28.96% | 28.96% | 28.96% | 28.96% | 28.96% | 28.96% | 28.96% | 28.96% | 28.96% | 28.96% | 28.96% | 28.96% | 28.96% | 28.96% | 28.96% | 28.96% | 28.96% | 28.96% | 28.96% | 28.96% | 28.96% | 28.96% | 28.96% | 1680%
HRD Other |  | 45.96% | 45.96% | 45.96% | 45.96% | 45.96% | 45.96% | 45.96% | 45.96% | 45.96% | 45.96% | 45.96% | 45.96% | 45.96% | 45.96% | 45.96% | 45.96% | 45.96% | 45.96% | 45.96% | 45.96% | 45.96% | 45.96% | 45.96% | 45.96% | 45.96% | 45.96% | 45.96% | 45.96% | 45.96% | 45.96% | 45.96% | 45.96% | 45.96% | 45.96% | 45.96% | 45.96% | 45.96% | 45.96% | 45.96% | 45.96% | 45.96% | 45.96% | 45.96% | 45.96% | 45.96% | 45.96% | 45.96% | 45.96% | 45.96% | 45.96% | 45.96% | 45.96% | 45.96% | 45.96% | 45.96% | 45.96% | 45.96% | 45.96% | 2666%
Wind |  | 27.58% | 27.58% | 27.58% | 27.58% | 27.58% | 27.58% | 27.58% | 27.58% | 27.58% | 27.58% | 27.58% | 27.58% | 27.58% | 27.58% | 27.58% | 27.58% | 27.58% | 27.58% | 27.58% | 27.58% | 27.58% | 27.58% | 27.58% | 27.58% | 27.58% | 27.58% | 27.58% | 27.58% | 27.58% | 27.58% | 27.58% | 27.58% | 27.58% | 27.58% | 27.58% | 27.58% | 27.58% | 27.58% | 27.58% | 27.58% | 27.58% | 27.58% | 27.58% | 27.58% | 27.58% | 27.58% | 27.58% | 27.58% | 27.58% | 27.58% | 27.58% | 27.58% | 27.58% | 27.58% | 27.58% | 27.58% | 27.58% | 27.58% | 1599%
HRD ESP |  | 45.96% | 45.96% | 45.96% | 45.96% | 45.96% | 45.96% | 45.96% | 45.96% | 45.96% | 45.96% | 45.96% | 45.96% | 45.96% | 45.96% | 45.96% | 45.96% | 45.96% | 45.96% | 45.96% | 45.96% | 45.96% | 45.96% | 45.96% | 45.96% | 45.96% | 45.96% | 45.96% | 45.96% | 45.96% | 45.96% | 45.96% | 45.96% | 45.96% | 45.96% | 45.96% | 45.96% | 45.96% | 45.96% | 45.96% | 45.96% | 45.96% | 45.96% | 45.96% | 45.96% | 45.96% | 45.96% | 45.96% | 45.96% | 45.96% | 45.96% | 45.96% | 45.96% | 45.96% | 45.96% | 45.96% | 45.96% | 45.96% | 45.96% | 2666%
Indirect Income (% of total non-labour capex) | [59 empty] | 0%
Small Hydro |  | 10.44% | 10.44% | 10.44% | 10.44% | 10.44% | 10.44% | 10.44% | 10.44% | 10.44% | 10.44% | 10.44% | 10.44% | 10.44% | 10.44% | 10.44% | 10.44% | 10.44% | 10.44% | 10.44% | 10.44% | 10.44% | 10.44% | 10.44% | 10.44% | 10.44% | 10.44% | 10.44% | 10.44% | 10.44% | 10.44% | 10.44% | 10.44% | 10.44% | 10.44% | 10.44% | 10.44% | 10.44% | 10.44% | 10.44% | 10.44% | 10.44% | 10.44% | 10.44% | 10.44% | 10.44% | 10.44% | 10.44% | 10.44% | 10.44% | 10.44% | 10.44% | 10.44% | 10.44% | 10.44% | 10.44% | 10.44% | 10.44% | 10.44% | 605.8%
CCCT |  | 10.98% | 10.98% | 10.98% | 10.98% | 10.98% | 10.98% | 10.98% | 10.98% | 10.98% | 10.98% | 10.98% | 10.98% | 10.98% | 10.98% | 10.98% | 10.98% | 10.98% | 10.98% | 10.98% | 10.98% | 10.98% | 10.98% | 10.98% | 10.98% | 10.98% | 10.98% | 10.98% | 10.98% | 10.98% | 10.98% | 10.98% | 10.98% | 10.98% | 10.98% | 10.98% | 10.98% | 10.98% | 10.98% | 10.98% | 10.98% | 10.98% | 10.98% | 10.98% | 10.98% | 10.98% | 10.98% | 10.98% | 10.98% | 10.98% | 10.98% | 10.98% | 10.98% | 10.98% | 10.98% | 10.98% | 10.98% | 10.98% | 10.98% | 636.7%
CT |  | 11.61% | 11.61% | 11.61% | 11.61% | 11.61% | 11.61% | 11.61% | 11.61% | 11.61% | 11.61% | 11.61% | 11.61% | 11.61% | 11.61% | 11.61% | 11.61% | 11.61% | 11.61% | 11.61% | 11.61% | 11.61% | 11.61% | 11.61% | 11.61% | 11.61% | 11.61% | 11.61% | 11.61% | 11.61% | 11.61% | 11.61% | 11.61% | 11.61% | 11.61% | 11.61% | 11.61% | 11.61% | 11.61% | 11.61% | 11.61% | 11.61% | 11.61% | 11.61% | 11.61% | 11.61% | 11.61% | 11.61% | 11.61% | 11.61% | 11.61% | 11.61% | 11.61% | 11.61% | 11.61% | 11.61% | 11.61% | 11.61% | 11.61% | 673.3%
MF | DG3 SCI Analysis | 9.925% | 9.925% | 9.925% | 9.925% | 9.925% | 9.925% | 9.925% | 9.925% | 9.925% | 9.925% | 9.925% | 9.925% | 9.925% | 9.925% | 9.925% | 9.925% | 9.925% | 9.925% | 9.925% | 9.925% | 9.925% | 9.925% | 9.925% | 9.925% | 9.925% | 9.925% | 9.925% | 9.925% | 9.925% | 9.925% | 9.925% | 9.925% | 9.925% | 9.925% | 9.925% | 9.925% | 9.925% | 9.925% | 9.925% | 9.925% | 9.925% | 9.925% | 9.925% | 9.925% | 9.925% | 9.925% | 9.925% | 9.925% | 9.925% | 9.925% | 9.925% | 9.925% | 9.925% | 9.925% | 9.925% | 9.925% | 9.925% | 9.925% | 575.6%
LITL | DG3 SCI Analysis | 8.99% | 8.99% | 8.99% | 8.99% | 8.99% | 8.99% | 8.99% | 8.99% | 8.99% | 8.99% | 8.99% | 8.99% | 8.99% | 8.99% | 8.99% | 8.99% | 8.99% | 8.99% | 8.99% | 8.99% | 8.99% | 8.99% | 8.99% | 8.99% | 8.99% | 8.99% | 8.99% | 8.99% | 8.99% | 8.99% | 8.99% | 8.99% | 8.99% | 8.99% | 8.99% | 8.99% | 8.99% | 8.99% | 8.99% | 8.99% | 8.99% | 8.99% | 8.99% | 8.99% | 8.99% | 8.99% | 8.99% | 8.99% | 8.99% | 8.99% | 8.99% | 8.99% | 8.99% | 8.99% | 8.99% | 8.99% | 8.99% | 8.99% | 521.4%
HRD Other |  | 10.44% | 10.44% | 10.44% | 10.44% | 10.44% | 10.44% | 10.44% | 10.44% | 10.44% | 10.44% | 10.44% | 10.44% | 10.44% | 10.44% | 10.44% | 10.44% | 10.44% | 10.44% | 10.44% | 10.44% | 10.44% | 10.44% | 10.44% | 10.44% | 10.44% | 10.44% | 10.44% | 10.44% | 10.44% | 10.44% | 10.44% | 10.44% | 10.44% | 10.44% | 10.44% | 10.44% | 10.44% | 10.44% | 10.44% | 10.44% | 10.44% | 10.44% | 10.44% | 10.44% | 10.44% | 10.44% | 10.44% | 10.44% | 10.44% | 10.44% | 10.44% | 10.44% | 10.44% | 10.44% | 10.44% | 10.44% | 10.44% | 10.44% | 605.8%
Wind |  | 13.96% | 13.96% | 13.96% | 13.96% | 13.96% | 13.96% | 13.96% | 13.96% | 13.96% | 13.96% | 13.96% | 13.96% | 13.96% | 13.96% | 13.96% | 13.96% | 13.96% | 13.96% | 13.96% | 13.96% | 13.96% | 13.96% | 13.96% | 13.96% | 13.96% | 13.96% | 13.96% | 13.96% | 13.96% | 13.96% | 13.96% | 13.96% | 13.96% | 13.96% | 13.96% | 13.96% | 13.96% | 13.96% | 13.96% | 13.96% | 13.96% | 13.96% | 13.96% | 13.96% | 13.96% | 13.96% | 13.96% | 13.96% | 13.96% | 13.96% | 13.96% | 13.96% | 13.96% | 13.96% | 13.96% | 13.96% | 13.96% | 13.96% | 809.5%
HRD ESP |  | 12.3% | 12.3% | 12.3% | 12.3% | 12.3% | 12.3% | 12.3% | 12.3% | 12.3% | 12.3% | 12.3% | 12.3% | 12.3% | 12.3% | 12.3% | 12.3% | 12.3% | 12.3% | 12.3% | 12.3% | 12.3% | 12.3% | 12.3% | 12.3% | 12.3% | 12.3% | 12.3% | 12.3% | 12.3% | 12.3% | 12.3% | 12.3% | 12.3% | 12.3% | 12.3% | 12.3% | 12.3% | 12.3% | 12.3% | 12.3% | 12.3% | 12.3% | 12.3% | 12.3% | 12.3% | 12.3% | 12.3% | 12.3% | 12.3% | 12.3% | 12.3% | 12.3% | 12.3% | 12.3% | 12.3% | 12.3% | 12.3% | 12.3% | 713.2%
Indirect Income (% of total opex) | [59 empty] | 0%
Small Hydro |  | 12.41% | 12.41% | 12.41% | 12.41% | 12.41% | 12.41% | 12.41% | 12.41% | 12.41% | 12.41% | 12.41% | 12.41% | 12.41% | 12.41% | 12.41% | 12.41% | 12.41% | 12.41% | 12.41% | 12.41% | 12.41% | 12.41% | 12.41% | 12.41% | 12.41% | 12.41% | 12.41% | 12.41% | 12.41% | 12.41% | 12.41% | 12.41% | 12.41% | 12.41% | 12.41% | 12.41% | 12.41% | 12.41% | 12.41% | 12.41% | 12.41% | 12.41% | 12.41% | 12.41% | 12.41% | 12.41% | 12.41% | 12.41% | 12.41% | 12.41% | 12.41% | 12.41% | 12.41% | 12.41% | 12.41% | 12.41% | 12.41% | 12.41% | 719.7%
CCCT |  | 8.273% | 8.273% | 8.273% | 8.273% | 8.273% | 8.273% | 8.273% | 8.273% | 8.273% | 8.273% | 8.273% | 8.273% | 8.273% | 8.273% | 8.273% | 8.273% | 8.273% | 8.273% | 8.273% | 8.273% | 8.273% | 8.273% | 8.273% | 8.273% | 8.273% | 8.273% | 8.273% | 8.273% | 8.273% | 8.273% | 8.273% | 8.273% | 8.273% | 8.273% | 8.273% | 8.273% | 8.273% | 8.273% | 8.273% | 8.273% | 8.273% | 8.273% | 8.273% | 8.273% | 8.273% | 8.273% | 8.273% | 8.273% | 8.273% | 8.273% | 8.273% | 8.273% | 8.273% | 8.273% | 8.273% | 8.273% | 8.273% | 8.273% | 479.8%
CT |  | 10.34% | 10.34% | 10.34% | 10.34% | 10.34% | 10.34% | 10.34% | 10.34% | 10.34% | 10.34% | 10.34% | 10.34% | 10.34% | 10.34% | 10.34% | 10.34% | 10.34% | 10.34% | 10.34% | 10.34% | 10.34% | 10.34% | 10.34% | 10.34% | 10.34% | 10.34% | 10.34% | 10.34% | 10.34% | 10.34% | 10.34% | 10.34% | 10.34% | 10.34% | 10.34% | 10.34% | 10.34% | 10.34% | 10.34% | 10.34% | 10.34% | 10.34% | 10.34% | 10.34% | 10.34% | 10.34% | 10.34% | 10.34% | 10.34% | 10.34% | 10.34% | 10.34% | 10.34% | 10.34% | 10.34% | 10.34% | 10.34% | 10.34% | 599.8%
MF | DG3 SCI Analysis | 23.31% | 23.31% | 23.31% | 23.31% | 23.31% | 23.31% | 23.31% | 23.31% | 23.31% | 23.31% | 23.31% | 23.31% | 23.31% | 23.31% | 23.31% | 23.31% | 23.31% | 23.31% | 23.31% | 23.31% | 23.31% | 23.31% | 23.31% | 23.31% | 23.31% | 23.31% | 23.31% | 23.31% | 23.31% | 23.31% | 23.31% | 23.31% | 23.31% | 23.31% | 23.31% | 23.31% | 23.31% | 23.31% | 23.31% | 23.31% | 23.31% | 23.31% | 23.31% | 23.31% | 23.31% | 23.31% | 23.31% | 23.31% | 23.31% | 23.31% | 23.31% | 23.31% | 23.31% | 23.31% | 23.31% | 23.31% | 23.31% | 23.31% | 1352%
LITL | DG3 SCI Analysis | 23.02% | 23.02% | 23.02% | 23.02% | 23.02% | 23.02% | 23.02% | 23.02% | 23.02% | 23.02% | 23.02% | 23.02% | 23.02% | 23.02% | 23.02% | 23.02% | 23.02% | 23.02% | 23.02% | 23.02% | 23.02% | 23.02% | 23.02% | 23.02% | 23.02% | 23.02% | 23.02% | 23.02% | 23.02% | 23.02% | 23.02% | 23.02% | 23.02% | 23.02% | 23.02% | 23.02% | 23.02% | 23.02% | 23.02% | 23.02% | 23.02% | 23.02% | 23.02% | 23.02% | 23.02% | 23.02% | 23.02% | 23.02% | 23.02% | 23.02% | 23.02% | 23.02% | 23.02% | 23.02% | 23.02% | 23.02% | 23.02% | 23.02% | 1335%
HRD Other |  | 20.68% | 20.68% | 20.68% | 20.68% | 20.68% | 20.68% | 20.68% | 20.68% | 20.68% | 20.68% | 20.68% | 20.68% | 20.68% | 20.68% | 20.68% | 20.68% | 20.68% | 20.68% | 20.68% | 20.68% | 20.68% | 20.68% | 20.68% | 20.68% | 20.68% | 20.68% | 20.68% | 20.68% | 20.68% | 20.68% | 20.68% | 20.68% | 20.68% | 20.68% | 20.68% | 20.68% | 20.68% | 20.68% | 20.68% | 20.68% | 20.68% | 20.68% | 20.68% | 20.68% | 20.68% | 20.68% | 20.68% | 20.68% | 20.68% | 20.68% | 20.68% | 20.68% | 20.68% | 20.68% | 20.68% | 20.68% | 20.68% | 20.68% | 1200%
Wind |  | 28.95% | 28.95% | 28.95% | 28.95% | 28.95% | 28.95% | 28.95% | 28.95% | 28.95% | 28.95% | 28.95% | 28.95% | 28.95% | 28.95% | 28.95% | 28.95% | 28.95% | 28.95% | 28.95% | 28.95% | 28.95% | 28.95% | 28.95% | 28.95% | 28.95% | 28.95% | 28.95% | 28.95% | 28.95% | 28.95% | 28.95% | 28.95% | 28.95% | 28.95% | 28.95% | 28.95% | 28.95% | 28.95% | 28.95% | 28.95% | 28.95% | 28.95% | 28.95% | 28.95% | 28.95% | 28.95% | 28.95% | 28.95% | 28.95% | 28.95% | 28.95% | 28.95% | 28.95% | 28.95% | 28.95% | 28.95% | 28.95% | 28.95% | 1679%
HRD ESP |  | 20.68% | 20.68% | 20.68% | 20.68% | 20.68% | 20.68% | 20.68% | 20.68% | 20.68% | 20.68% | 20.68% | 20.68% | 20.68% | 20.68% | 20.68% | 20.68% | 20.68% | 20.68% | 20.68% | 20.68% | 20.68% | 20.68% | 20.68% | 20.68% | 20.68% | 20.68% | 20.68% | 20.68% | 20.68% | 20.68% | 20.68% | 20.68% | 20.68% | 20.68% | 20.68% | 20.68% | 20.68% | 20.68% | 20.68% | 20.68% | 20.68% | 20.68% | 20.68% | 20.68% | 20.68% | 20.68% | 20.68% | 20.68% | 20.68% | 20.68% | 20.68% | 20.68% | 20.68% | 20.68% | 20.68% | 20.68% | 20.68% | 20.68% | 1200%
Induced Income Multiplier | DG3 SCI Analysis | 1.3 | 1.3 | 1.3 | 1.3 | 1.3 | 1.3 | 1.3 | 1.3 | 1.3 | 1.3 | 1.3 | 1.3 | 1.3 | 1.3 | 1.3 | 1.3 | 1.3 | 1.3 | 1.3 | 1.3 | 1.3 | 1.3 | 1.3 | 1.3 | 1.3 | 1.3 | 1.3 | 1.3 | 1.3 | 1.3 | 1.3 | 1.3 | 1.3 | 1.3 | 1.3 | 1.3 | 1.3 | 1.3 | 1.3 | 1.3 | 1.3 | 1.3 | 1.3 | 1.3 | 1.3 | 1.3 | 1.3 | 1.3 | 1.3 | 1.3 | 1.3 | 1.3 | 1.3 | 1.3 | 1.3 | 1.3 | 1.3 | 1.3 | 75.4
Treasury Impact Assumptions
Share of Direct Income to NL Treasury
Capex
Direct | DG3 SCI Analysis | 13.39% | 13.39% | 13.39% | 13.39% | 13.39% | 13.39% | 13.39% | 13.39% | 13.39% | 13.39% | 13.39% | 13.39% | 13.39% | 13.39% | 13.39% | 13.39% | 13.39% | 13.39% | 13.39% | 13.39% | 13.39% | 13.39% | 13.39% | 13.39% | 13.39% | 13.39% | 13.39% | 13.39% | 13.39% | 13.39% | 13.39% | 13.39% | 13.39% | 13.39% | 13.39% | 13.39% | 13.39% | 13.39% | 13.39% | 13.39% | 13.39% | 13.39% | 13.39% | 13.39% | 13.39% | 13.39% | 13.39% | 13.39% | 13.39% | 13.39% | 13.39% | 13.39% | 13.39% | 13.39% | 13.39% | 13.39% | 13.39% | 13.39%
Indirect | DG3 SCI Analysis | 7.869% | 7.869% | 7.869% | 7.869% | 7.869% | 7.869% | 7.869% | 7.869% | 7.869% | 7.869% | 7.869% | 7.869% | 7.869% | 7.869% | 7.869% | 7.869% | 7.869% | 7.869% | 7.869% | 7.869% | 7.869% | 7.869% | 7.869% | 7.869% | 7.869% | 7.869% | 7.869% | 7.869% | 7.869% | 7.869% | 7.869% | 7.869% | 7.869% | 7.869% | 7.869% | 7.869% | 7.869% | 7.869% | 7.869% | 7.869% | 7.869% | 7.869% | 7.869% | 7.869% | 7.869% | 7.869% | 7.869% | 7.869% | 7.869% | 7.869% | 7.869% | 7.869% | 7.869% | 7.869% | 7.869% | 7.869% | 7.869% | 7.869%
Induced | DG3 SCI Analysis | 26.67% | 26.67% | 26.67% | 26.67% | 26.67% | 26.67% | 26.67% | 26.67% | 26.67% | 26.67% | 26.67% | 26.67% | 26.67% | 26.67% | 26.67% | 26.67% | 26.67% | 26.67% | 26.67% | 26.67% | 26.67% | 26.67% | 26.67% | 26.67% | 26.67% | 26.67% | 26.67% | 26.67% | 26.67% | 26.67% | 26.67% | 26.67% | 26.67% | 26.67% | 26.67% | 26.67% | 26.67% | 26.67% | 26.67% | 26.67% | 26.67% | 26.67% | 26.67% | 26.67% | 26.67% | 26.67% | 26.67% | 26.67% | 26.67% | 26.67% | 26.67% | 26.67% | 26.67% | 26.67% | 26.67% | 26.67% | 26.67% | 26.67%
Opex
Direct | DG3 SCI Analysis | 13.39% | 13.39% | 13.39% | 13.39% | 13.39% | 13.39% | 13.39% | 13.39% | 13.39% | 13.39% | 13.39% | 13.39% | 13.39% | 13.39% | 13.39% | 13.39% | 13.39% | 13.39% | 13.39% | 13.39% | 13.39% | 13.39% | 13.39% | 13.39% | 13.39% | 13.39% | 13.39% | 13.39% | 13.39% | 13.39% | 13.39% | 13.39% | 13.39% | 13.39% | 13.39% | 13.39% | 13.39% | 13.39% | 13.39% | 13.39% | 13.39% | 13.39% | 13.39% | 13.39% | 13.39% | 13.39% | 13.39% | 13.39% | 13.39% | 13.39% | 13.39% | 13.39% | 13.39% | 13.39% | 13.39% | 13.39% | 13.39% | 13.39%
Indirect | DG3 SCI Analysis | 7.869% | 7.869% | 7.869% | 7.869% | 7.869% | 7.869% | 7.869% | 7.869% | 7.869% | 7.869% | 7.869% | 7.869% | 7.869% | 7.869% | 7.869% | 7.869% | 7.869% | 7.869% | 7.869% | 7.869% | 7.869% | 7.869% | 7.869% | 7.869% | 7.869% | 7.869% | 7.869% | 7.869% | 7.869% | 7.869% | 7.869% | 7.869% | 7.869% | 7.869% | 7.869% | 7.869% | 7.869% | 7.869% | 7.869% | 7.869% | 7.869% | 7.869% | 7.869% | 7.869% | 7.869% | 7.869% | 7.869% | 7.869% | 7.869% | 7.869% | 7.869% | 7.869% | 7.869% | 7.869% | 7.869% | 7.869% | 7.869% | 7.869%
Induced | DG3 SCI Analysis | 26.67% | 26.67% | 26.67% | 26.67% | 26.67% | 26.67% | 26.67% | 26.67% | 26.67% | 26.67% | 26.67% | 26.67% | 26.67% | 26.67% | 26.67% | 26.67% | 26.67% | 26.67% | 26.67% | 26.67% | 26.67% | 26.67% | 26.67% | 26.67% | 26.67% | 26.67% | 26.67% | 26.67% | 26.67% | 26.67% | 26.67% | 26.67% | 26.67% | 26.67% | 26.67% | 26.67% | 26.67% | 26.67% | 26.67% | 26.67% | 26.67% | 26.67% | 26.67% | 26.67% | 26.67% | 26.67% | 26.67% | 26.67% | 26.67% | 26.67% | 26.67% | 26.67% | 26.67% | 26.67% | 26.67% | 26.67% | 26.67% | 26.67%
Adjustment Factors
Direct Labour Income (% of total capex) | [59 empty] | 0
Small Hydro | [59 empty] | 0% | bar: 2010 to 2067
CCCT | [59 empty] | 0% | bar: 2010 to 2067
CT | [59 empty] | 0% | bar: 2010 to 2067
MF | [59 empty] | 0% | bar: 2010 to 2067
LITL | [59 empty] | 0% | bar: 2010 to 2067
HRD Other | [59 empty] | 0% | bar: 2010 to 2067
Wind | [59 empty] | 0% | bar: 2010 to 2067
HRD ESP | [59 empty] | 0% | bar: 2010 to 2067
Direct Labour Income (% of total opex) | [59 empty] | 0%
Small Hydro |  | 10% | 10% | 10% | 10% | 10% | 10% | 10% | 10% | 10% | 10% | 10% | 10% | 10% | 10% | 10% | 10% | 10% | 10% | 10% | 10% | 10% | 10% | 10% | 10% | 10% | 10% | 10% | 10% | 10% | 10% | 10% | 10% | 10% | 10% | 10% | 10% | 10% | 10% | 10% | 10% | 10% | 10% | 10% | 10% | 10% | 10% | 10% | 10% | 10% | 10% | 10% | 10% | 10% | 10% | 10% | 10% | 10% | 10% | 580%
CCCT |  | 10% | 10% | 10% | 10% | 10% | 10% | 10% | 10% | 10% | 10% | 10% | 10% | 10% | 10% | 10% | 10% | 10% | 10% | 10% | 10% | 10% | 10% | 10% | 10% | 10% | 10% | 10% | 10% | 10% | 10% | 10% | 10% | 10% | 10% | 10% | 10% | 10% | 10% | 10% | 10% | 10% | 10% | 10% | 10% | 10% | 10% | 10% | 10% | 10% | 10% | 10% | 10% | 10% | 10% | 10% | 10% | 10% | 10% | 580%
CT |  | 10% | 10% | 10% | 10% | 10% | 10% | 10% | 10% | 10% | 10% | 10% | 10% | 10% | 10% | 10% | 10% | 10% | 10% | 10% | 10% | 10% | 10% | 10% | 10% | 10% | 10% | 10% | 10% | 10% | 10% | 10% | 10% | 10% | 10% | 10% | 10% | 10% | 10% | 10% | 10% | 10% | 10% | 10% | 10% | 10% | 10% | 10% | 10% | 10% | 10% | 10% | 10% | 10% | 10% | 10% | 10% | 10% | 10% | 580%
MF | [59 empty] | 0% | bar: 2010 to 2067
LITL | [59 empty] | 0% | bar: 2010 to 2067
HRD Other |  | 10% | 10% | 10% | 10% | 10% | 10% | 10% | 10% | 10% | 10% | 10% | 10% | 10% | 10% | 10% | 10% | 10% | 10% | 10% | 10% | 10% | 10% | 10% | 10% | 10% | 10% | 10% | 10% | 10% | 10% | 10% | 10% | 10% | 10% | 10% | 10% | 10% | 10% | 10% | 10% | 10% | 10% | 10% | 10% | 10% | 10% | 10% | 10% | 10% | 10% | 10% | 10% | 10% | 10% | 10% | 10% | 10% | 10% | 580%
Wind |  | 10% | 10% | 10% | 10% | 10% | 10% | 10% | 10% | 10% | 10% | 10% | 10% | 10% | 10% | 10% | 10% | 10% | 10% | 10% | 10% | 10% | 10% | 10% | 10% | 10% | 10% | 10% | 10% | 10% | 10% | 10% | 10% | 10% | 10% | 10% | 10% | 10% | 10% | 10% | 10% | 10% | 10% | 10% | 10% | 10% | 10% | 10% | 10% | 10% | 10% | 10% | 10% | 10% | 10% | 10% | 10% | 10% | 10% | 580%
HRD ESP |  | 10% | 10% | 10% | 10% | 10% | 10% | 10% | 10% | 10% | 10% | 10% | 10% | 10% | 10% | 10% | 10% | 10% | 10% | 10% | 10% | 10% | 10% | 10% | 10% | 10% | 10% | 10% | 10% | 10% | 10% | 10% | 10% | 10% | 10% | 10% | 10% | 10% | 10% | 10% | 10% | 10% | 10% | 10% | 10% | 10% | 10% | 10% | 10% | 10% | 10% | 10% | 10% | 10% | 10% | 10% | 10% | 10% | 10% | 580%
Indirect Income (% of total non-labour capex) | [59 empty] | 0%
Small Hydro |  | 10% | 10% | 10% | 10% | 10% | 10% | 10% | 10% | 10% | 10% | 10% | 10% | 10% | 10% | 10% | 10% | 10% | 10% | 10% | 10% | 10% | 10% | 10% | 10% | 10% | 10% | 10% | 10% | 10% | 10% | 10% | 10% | 10% | 10% | 10% | 10% | 10% | 10% | 10% | 10% | 10% | 10% | 10% | 10% | 10% | 10% | 10% | 10% | 10% | 10% | 10% | 10% | 10% | 10% | 10% | 10% | 10% | 10% | 580%
CCCT | [59 empty] | 0% | bar: 2010 to 2067
CT | [59 empty] | 0% | bar: 2010 to 2067
MF | [59 empty] | 0% | bar: 2010 to 2067
LITL | [59 empty] | 0% | bar: 2010 to 2067
HRD Other |  | 10% | 10% | 10% | 10% | 10% | 10% | 10% | 10% | 10% | 10% | 10% | 10% | 10% | 10% | 10% | 10% | 10% | 10% | 10% | 10% | 10% | 10% | 10% | 10% | 10% | 10% | 10% | 10% | 10% | 10% | 10% | 10% | 10% | 10% | 10% | 10% | 10% | 10% | 10% | 10% | 10% | 10% | 10% | 10% | 10% | 10% | 10% | 10% | 10% | 10% | 10% | 10% | 10% | 10% | 10% | 10% | 10% | 10% | 580%
Wind | [59 empty] | 0% | bar: 2010 to 2067
HRD ESP |  | 10% | 10% | 10% | 10% | 10% | 10% | 10% | 10% | 10% | 10% | 10% | 10% | 10% | 10% | 10% | 10% | 10% | 10% | 10% | 10% | 10% | 10% | 10% | 10% | 10% | 10% | 10% | 10% | 10% | 10% | 10% | 10% | 10% | 10% | 10% | 10% | 10% | 10% | 10% | 10% | 10% | 10% | 10% | 10% | 10% | 10% | 10% | 10% | 10% | 10% | 10% | 10% | 10% | 10% | 10% | 10% | 10% | 10% | 580%
Indirect Income (% of total opex) | [59 empty] | 0%
Small Hydro |  | 10% | 10% | 10% | 10% | 10% | 10% | 10% | 10% | 10% | 10% | 10% | 10% | 10% | 10% | 10% | 10% | 10% | 10% | 10% | 10% | 10% | 10% | 10% | 10% | 10% | 10% | 10% | 10% | 10% | 10% | 10% | 10% | 10% | 10% | 10% | 10% | 10% | 10% | 10% | 10% | 10% | 10% | 10% | 10% | 10% | 10% | 10% | 10% | 10% | 10% | 10% | 10% | 10% | 10% | 10% | 10% | 10% | 10% | 580%
CCCT |  | 10% | 10% | 10% | 10% | 10% | 10% | 10% | 10% | 10% | 10% | 10% | 10% | 10% | 10% | 10% | 10% | 10% | 10% | 10% | 10% | 10% | 10% | 10% | 10% | 10% | 10% | 10% | 10% | 10% | 10% | 10% | 10% | 10% | 10% | 10% | 10% | 10% | 10% | 10% | 10% | 10% | 10% | 10% | 10% | 10% | 10% | 10% | 10% | 10% | 10% | 10% | 10% | 10% | 10% | 10% | 10% | 10% | 10% | 580%
CT |  | 10% | 10% | 10% | 10% | 10% | 10% | 10% | 10% | 10% | 10% | 10% | 10% | 10% | 10% | 10% | 10% | 10% | 10% | 10% | 10% | 10% | 10% | 10% | 10% | 10% | 10% | 10% | 10% | 10% | 10% | 10% | 10% | 10% | 10% | 10% | 10% | 10% | 10% | 10% | 10% | 10% | 10% | 10% | 10% | 10% | 10% | 10% | 10% | 10% | 10% | 10% | 10% | 10% | 10% | 10% | 10% | 10% | 10% | 580%
MF | [59 empty] | 0% | bar: 2010 to 2067
LITL | [59 empty] | 0% | bar: 2010 to 2067
HRD Other |  | 10% | 10% | 10% | 10% | 10% | 10% | 10% | 10% | 10% | 10% | 10% | 10% | 10% | 10% | 10% | 10% | 10% | 10% | 10% | 10% | 10% | 10% | 10% | 10% | 10% | 10% | 10% | 10% | 10% | 10% | 10% | 10% | 10% | 10% | 10% | 10% | 10% | 10% | 10% | 10% | 10% | 10% | 10% | 10% | 10% | 10% | 10% | 10% | 10% | 10% | 10% | 10% | 10% | 10% | 10% | 10% | 10% | 10% | 580%
Wind |  | 10% | 10% | 10% | 10% | 10% | 10% | 10% | 10% | 10% | 10% | 10% | 10% | 10% | 10% | 10% | 10% | 10% | 10% | 10% | 10% | 10% | 10% | 10% | 10% | 10% | 10% | 10% | 10% | 10% | 10% | 10% | 10% | 10% | 10% | 10% | 10% | 10% | 10% | 10% | 10% | 10% | 10% | 10% | 10% | 10% | 10% | 10% | 10% | 10% | 10% | 10% | 10% | 10% | 10% | 10% | 10% | 10% | 10% | 580%
HRD ESP |  | 10% | 10% | 10% | 10% | 10% | 10% | 10% | 10% | 10% | 10% | 10% | 10% | 10% | 10% | 10% | 10% | 10% | 10% | 10% | 10% | 10% | 10% | 10% | 10% | 10% | 10% | 10% | 10% | 10% | 10% | 10% | 10% | 10% | 10% | 10% | 10% | 10% | 10% | 10% | 10% | 10% | 10% | 10% | 10% | 10% | 10% | 10% | 10% | 10% | 10% | 10% | 10% | 10% | 10% | 10% | 10% | 10% | 10% | 580%
Note on A51: Steve Goulding: % adjustment versus MF for other project types

## CostBreakdownComparisons
| Labour Share | Labour Share Relative to MF | Non-Labour Share | Non-Labour Share Relative to MF | Notes
Capital Costs
Small Hydro | 40.68% | 107.1% | 59.32% | 95.67% | Island Pond capital cost estimate
CCCT | 31.43% | 82.7% | 68.57% | 110.6% | Power Advocate
CT | 27.48% | 72.33% | 72.52% | 117% | Power Advocate
MF | 38% | 100% | 62% | 100% | Nov 2010 SCI analysis
LITL | 28.7% | 75.53% | 71.3% | 115% | Nov 2010 SCI analysis
HRD Other | 40.68% | 107.1% | 59.32% | 95.67% | Same as small hydro
Wind | 12.81% | 33.71% | 87.19% | 140.6% | Power Advocate
HRD ESP | 30.16% | 79.38% | 69.84% | 112.6% | Power Advocate
Operating Costs
Small Hydro | 70% | 184.2% | 30% | 48.39% | Discussion with G Piercy; June 14, 2012
CCCT | 80% | 210.5% | 20% | 32.26%
CT | 75% | 197.4% | 25% | 40.32%
MF | 41.8% | 110% | 58.2% | 93.87%
LITL | 35.8% | 94.21% | 64.2% | 103.5%
HRD Other | 50% | 131.6% | 50% | 80.65% | N Seymour email; June 4, 2012
Wind | 30% | 78.95% | 70% | 112.9%
HRD ESP | 50% | 131.6% | 50% | 80.65%
Notes:
Used to adjust base SCI outputs to reflect different labour shares

## CCCT Cost Breakdown
Category | Subcategory | Item | % of Total Cost | Labour
Bulk Material | Electrical Bulk | Cathodic Protection | 0.1819% | N
Bulk Material | Electrical Bulk | Electrical Bulk, Labor | 2.121% | N
Bulk Material | Electrical Bulk | ISO-Phase Bus Duct | 0.2519% | N
Bulk Material | Electrical Bulk | Lighting | 0.2926% | N
Bulk Material | Electrical Bulk | Miscellaneous Wiring | 1.609% | N
Bulk Material | Electrical Bulk | Non-Seg Bus Duct | 0.2135% | N
Bulk Material | Piping | Air Ejector System Piping | 0.018% | N
Bulk Material | Piping | Auxiliary Cooling System Piping | 0.04781% | N
Bulk Material | Piping | Auxiliary Steam System Piping | 0.03586% | N
Bulk Material | Piping | Boiler Blow Down System Piping | 0.04781% | N
Bulk Material | Piping | Boiler Drain System Piping | 0.03586% | N
Bulk Material | Piping | Boiler Feedwater System Piping | 0.2391% | N
Bulk Material | Piping | Carbon Steel Piping | 2e-06% | N
Bulk Material | Piping | Condensate System Piping | 0.1195% | N
Bulk Material | Piping | Demineralized Water System Piping | 0.1195% | N
Bulk Material | Piping | Fuel Gas System Piping | 0.1195% | N
Bulk Material | Piping | Fuel Oil System Piping | 0.05977% | N
Bulk Material | Piping | HP Steam System Piping | 0.1434% | N
Bulk Material | Piping | IP and LP Steam System Piping | 0.2391% | N
Bulk Material | Piping | Instrument Air System Piping | 0.03586% | N
Bulk Material | Piping | Lube Oil System Piping | 0.02391% | N
Bulk Material | Piping | Miscellaneous Piping | 0.05683% | N
Bulk Material | Piping | Plant Drain System Piping | 0% | N
Bulk Material | Piping | Plumbing | 0.1297% | N
Bulk Material | Piping | Raw Water and Service Water System Piping | 0.05977% | N
Bulk Material | Piping | Service Air System Piping | 0.01825% | N
Bulk Material | Piping | Urea/Ammonia System Piping | 2e-06% | N
Bulk Material | Structural Bulk | *Structural Steel | 3.477% | N
Bulk Material | Structural Bulk | Pilings | 2.012% | N
Civil Infrastructure | Buildings | Admin Buildings | 1.529% | N
Civil Infrastructure | Buildings | Fire Protection System | 0.2961% | N
Civil Infrastructure | Buildings | HVAC | 0.3435% | N
Civil Infrastructure | Buildings | Unloading Dock | 1.291% | N
Civil Infrastructure | Relocations/Site Work | Civil Bulks | 0.1329% | N
Civil Infrastructure | Relocations/Site Work | Demolition | 0.8697% | N
Civil Infrastructure | Relocations/Site Work | Foundations | 1.602% | N
Civil Infrastructure | Relocations/Site Work | Relocations/Site Work | 1.032% | N
Construction Labor | Construction Labor | Construction Labor, Air Ejector System | 0.04403% | CL
Construction Labor | Construction Labor | Construction Labor, Auxiliary Cooling System | 0.2121% | CL
Construction Labor | Construction Labor | Construction Labor, Auxiliary Steam System | 0.159% | CL
Construction Labor | Construction Labor | Construction Labor, Black Start Diesel Generators | 0.5089% | CL
Construction Labor | Construction Labor | Construction Labor, Boiler Blow Down System | 0.1321% | CL
Construction Labor | Construction Labor | Construction Labor, Boiler Drain System | 0.08806% | CL
Construction Labor | Construction Labor | Construction Labor, Boiler Feedwater System | 0.6362% | CL
Construction Labor | Construction Labor | Construction Labor, Buildings & Architectural | 1.087% | CL
Construction Labor | Construction Labor | Construction Labor, Cast in Place Concrete | 0.2121% | CL
Construction Labor | Construction Labor | Construction Labor, Cathodic Protection | 0.5089% | CL
Construction Labor | Construction Labor | Construction Labor, Condensate System | 0.8806% | CL
Construction Labor | Construction Labor | Construction Labor, Demineralized Water Treatment System | 0.3181% | CL
Construction Labor | Construction Labor | Construction Labor, Fire Protection System | 0.2121% | CL
Construction Labor | Construction Labor | Construction Labor, Fuel Gas Compressor | 0.2121% | CL
Construction Labor | Construction Labor | Construction Labor, Fuel Gas System | 0.4241% | CL
Construction Labor | Construction Labor | Construction Labor, Fuel Oil System | 0.2121% | CL
Construction Labor | Construction Labor | Construction Labor, HP Steam System | 0.8806% | CL
Construction Labor | Construction Labor | Construction Labor, HVAC System | 0.4403% | CL
Construction Labor | Construction Labor | Construction Labor, Home Office Support and Miscellaneous Expenses | 0.3523% | CL
Construction Labor | Construction Labor | Construction Labor, IP and LP Steam System | 0.7422% | CL
Construction Labor | Construction Labor | Construction Labor, ISO-Phase, Non-Seg and Cable | 0.1484% | CL
Construction Labor | Construction Labor | Construction Labor, Instrument Air System | 0.106% | CL
Construction Labor | Construction Labor | Construction Labor, Instrumentation & Controls | 0.8806% | CL
Construction Labor | Construction Labor | Construction Labor, Lighting | 0.2142% | CL
Construction Labor | Construction Labor | Construction Labor, Low Voltage Switchgear | 0.3181% | CL
Construction Labor | Construction Labor | Construction Labor, Lube Oil System | 0.08806% | CL
Construction Labor | Construction Labor | Construction Labor, Medium Voltage Switchgear | 0.5429% | CL
Construction Labor | Construction Labor | Construction Labor, Miscellaneous Balance of Plant | 0.7157% | CL
Construction Labor | Construction Labor | Construction Labor, Miscellaneous Piping | 0.2916% | CL
Construction Labor | Construction Labor | Construction Labor, Miscellaneous Systems | 1.822% | CL
Construction Labor | Construction Labor | Construction Labor, Offsite Laydown Logistic and Warehousing | 0.6892% | CL
Construction Labor | Construction Labor | Construction Labor, Onsite Transport/Rigging/Hauling/Alignment | 0.2121% | CL
Construction Labor | Construction Labor | Construction Labor, Pilings | 0.8482% | CL
Construction Labor | Construction Labor | Construction Labor, Plant Drain System | 0.4241% | CL
Construction Labor | Construction Labor | Construction Labor, Plumbing | 0.05301% | CL
Construction Labor | Construction Labor | Construction Labor, Raw Water and Service Water System | 0.2121% | CL
Construction Labor | Construction Labor | Construction Labor, SCR | 0% | CL
Construction Labor | Construction Labor | Construction Labor, Service Air System | 0.106% | CL
Construction Labor | Construction Labor | Construction Labor, Site Preparation | 0.5301% | CL
Construction Labor | Construction Labor | Construction Labor, Steel Stack | 0.7422% | CL
Construction Labor | Construction Labor | Construction Labor, Structural and Miscellaneous Steel | 2.81% | CL
Construction Labor | Construction Labor | Construction Labor, Substation 4160-480V | 0.3181% | CL
Construction Labor | Construction Labor | Construction Labor, Support Labor | 4.109% | CL
Construction Labor | Construction Labor | Construction Labor, Transformers | 0.2121% | CL
Construction Labor | Construction Labor | Construction Labor, Unloading Dock | 0.3711% | CL
Construction Labor | Construction Labor | Construction Labor, Urea/Ammonia System | 2e-06% | CL
Construction Labor | Construction Labor | Construction Labor, Waste Water Treatment | 0.5301% | CL
Construction Labor | Indirects | Indirects | 0.891% | N
Construction Labor | Indirects | Small Tools and Consumables | 0.2414% | N
Construction Labor | Indirects | Startup Activities | 0.6771% | N
Engineering & Construction Management | Engineering & Construction Management | *Engineering | 2.383% | ENG
Engineering & Construction Management | Engineering & Construction Management | Field Personnel | 3.334% | ENG
Engineering & Construction Management | Engineering & Construction Management | Home Office Support | 0.1509% | ENG
Engineering & Construction Management | Engineering & Construction Management | Miscellaneous Engineering Expenses | 0.3865% | N
Equipment | Construction Equipment | Construction Equipment | 1.453% | N
Equipment | Electrical Components | *CEMS | 0.06502% | N
Equipment | Electrical Components | *DCS | 0.1498% | N
Equipment | Electrical Components | *EHV Transformers | 0.6141% | N
Equipment | Electrical Components | *Low Voltage Switchgear | 0.2954% | N
Equipment | Electrical Components | *Medium Power Transformers | 0.3128% | N
Equipment | Electrical Components | *Medium Voltage Switchgear | 0.5537% | N
Equipment | Electrical Components | MCC | 0.04704% | N
Equipment | Electrical Components | Miscellaneous Systems | 0.1133% | N
Equipment | Electrical Components | Substation 4160-480V | 1.208% | N
Equipment | Electrical Components | UPS/Batteries/Chargers/Panelboard | 0.118% | N
Equipment | Instrumentation & Controls | *Instrumentation & Controls | 1.198% | N
Equipment | Mechanical Components | Black Start Diesel Generators | 1.285% | N
Equipment | Mechanical Components | Emergency Diesel Generator | 0.2077% | N
Equipment | Mechanical Components | Emergency Diesel Generator, Labor | 0.1909% | N
Equipment | Mechanical Components | Mechanical Components | 2.894% | N
Equipment | Mechanical Components | Overhead Bridge Hoist | 0.1142% | N
Equipment | Natural Gas Receiving Station | Fuel Gas Receiving Station | 0.1892% | N
Equipment | Natural Gas Receiving Station | Natural Gas Compressor | 1.289% | N
Equipment | Storage & Warehousing | Offsite Laydown Logistic and Warehousing | 0.7095% | N
Equipment | Storage & Warehousing | Onsite Transport/Rigging/Hauling/Alignment | 0.6148% | N
Equipment | Water Treatment | Wastewater System | 2.016% | N
Power Island | Chimney | Steel Stack | 1.062% | N
Power Island | Emissions Control Equipment | *SCR | 3e-06% | N
Power Island | Emissions Control Equipment | Evaporative Cooling | 2e-06% | N
Power Island | Power Island | Air Cooled Condenser | 0% | N
Power Island | Power Island | Air Cooled Condenser, Labor | 1e-06% | N
Power Island | Power Island | Exhaust Silencer | 0.03083% | N
Power Island | Power Island | Gas Turbine Generator | 9.114% | N
Power Island | Power Island | Gas Turbine Generators, Labor | 2.182% | N
Power Island | Power Island | Heat Recovery Steam Generator | 10.52% | N
Power Island | Power Island | Heat Recovery Steam Generator, Labor | 1.697% | N
Power Island | Power Island | Steam Turbine | 6.978% | N
Power Island | Power Island | Steam Turbine and Accessories, Labor | 0.3566% | N
Category | Subcategory | Item | 100%
|  | Construction labour | 25.56% | CL
|  | Engineering and PM | 5.868% | ENG
|  | Total Labour | 31.43%

## CCCT Costs 2001 hatch Study
WBS | Description | Material Dollars | Labor Dollars | Total Dollars | Trade Hours | Cost Type | Additional Labour | Total Labour
390 | YARD WORK | 2071000 | 1080000 | 3150000 | 18400 | BOP |  | 1080000
1010 | BUILDING | 7199000 | 4810000 | 12010000 | 88300 | BOP |  | 4810000
1020 | ELECTRICAL / SWITCHGEAR ROOM | 1990000 | 220000 | 2210000 | 4700 | BOP |  | 220000
1030 | CONTROL ROOM | 1220000 | 112000 | 1330000 | 2400 | BOP |  | 112000
1040 | EXISTING CONTROL ROOM | 130000 | 39000 | 170000 | 900 | BOP |  | 39000
1050 | PEDESTRIAN OVERPASS | 220000 | 105000 | 320000 | 1000 | BOP |  | 105000
1100 | COMBUSTION TURBINE GENERATOR | 43653000 | 982000 | 44640000 | 20900 |  |  | 982000
1200 | HEAT RECOVERY STEAM GENERATOR | 24370000 | 4977000 | 29342000 | 64300 |  |  | 4977000
1300 | STEAM TURBINE GENERATOR | 13117000 | 835000 | 13950000 | 17800 |  |  | 835000
1301 | CONDENSER | 1900000 | 320000 | 2220000 | 6700 |  |  | 320000
3200 | WATER TREATMENT SYSTEMS | 70000 | 23000 | 90000 | 400 | BOP |  | 23000
3311 | INTAKE STRUCTURE | 2080000 | 434000 | 2520000 | 9200 | BOP |  | 434000
3770 | TRANSFORMERS | 2190000 | 72000 | 2260000 | 1300 |  |  | 72000
6010 | FUEL OIL STORAGE | 2563000 | 939000 | 3500000 | 20000 | BOP |  | 939000
9001 | START UP | 2190000 | 314000 | 2500000 | 5000 | Ind | 438000 | 752000
9101 | PROVINCIAL/FEDERAL TAXES (NIC) | 0 | 0 | 0 | 0 | Ind |  | 0
9105 | COST OF MONEY | 0 | 0 | 0 | 0 | Ind |  | 0
9200 | INSURANCE AND BONDS | 700000 | 0 | 700000 | 0 | Ind |  | 0
9301 | CAPITAL SPARES | 700000 | 0 | 700000 | 0 | Ind |  | 0
9500 | ENGINEERING - CONSULTANTS | 8580000 | 0 | 8580000 | 0 | Ind | 8580000 | 8580000
9600 | CONSTRUCTION MANAGEMENT | 3530000 | 680000 | 4210000 | 2000 | Ind | 3530000 | 4210000
9703 | EXCHANGE RATE US DOLLARS = $1.50 | 0 | 0 | 0 | 0 | Ind |  | 0
9900 | TEMPORARY CONSTRUCTION | 1530000 | 0 | 1530000 | 0 | Ind | 612000 | 612000
0
TOTAL ESTIMATE 2001 CANADIAN DOLLARS - TAX EXCLUDED |  | 120003000 | 15942000 | 135932000 | 263300
|  | 81140000 |  | 87932000 |  |  |  | 29102000
21.41%

## Wind Cost Breakdown
Category | Subcategory | Item | % of Total Cost
Civil Infrastructure | Buildings | Control Building | 0.7028%
Civil Infrastructure | Buildings | Maintenance Building | 0.4362%
Civil Infrastructure | Relocations/Site Work | Base | 2.017%
Civil Infrastructure | Relocations/Site Work | Foundations | 1.715%
Civil Infrastructure | Relocations/Site Work | Pilings | 9e-06%
Civil Infrastructure | Relocations/Site Work | Roads | 0.1539%
Construction Labor | Construction Labor | Construction Labor | 9.48% | CL
Construction Labor | Construction Labor | Indirects | 0.4676% | CL
Engineering & Construction Management | Engineering & Construction Management | Electrical Engineering | 0.1608% | ENG
Engineering & Construction Management | Engineering & Construction Management | Sitework Engineering | 2.7% | ENG
Equipment | Mechanical Components | Meteorological Tower | 0.4426%
Equipment | Mechanical Components | Tower Lighting | 0.4396%
Subcontracts | Balance of Plant | *Cranes Hoists Trolleys | 0.7719%
Subcontracts | Balance of Plant | Construction Equipment | 0.1868%
Subcontracts | Collection | *Distribution Transformers | 6.563%
Subcontracts | Collection | *HV Power Cable | 1.286%
Subcontracts | Collection | DLO Cable | 5.247%
Subcontracts | Substation | *Medium Power Transformers | 0.8103%
Subcontracts | Substation | Substation | 16.03%
Subcontracts | Transmission | Communication Equipment | 0.1717%
Subcontracts | Transmission | Overhead Lines and Poles | 2.646%
Subcontracts | Transmission | Risers and Reclosers | 1.143%
Wind Turbine | Nacelle | Brake System, Hydraulic | 0.225%
Wind Turbine | Nacelle | Control and Safety System | 0.5241%
Wind Turbine | Nacelle | Coupling | 0.0834%
Wind Turbine | Nacelle | Gearbox | 5.624%
Wind Turbine | Nacelle | Generator Cooling System | 0.131%
Wind Turbine | Nacelle | Nacelle Case and Frame | 0.7871%
Wind Turbine | Nacelle | Nacelle Support Structure | 2.06%
Wind Turbine | Nacelle | Transformers (Nacelle) | 1.304%
Wind Turbine | Nacelle | Transmission System Components | 1.418%
Wind Turbine | Nacelle | Variable Speed Electronics | 2.105%
Wind Turbine | Nacelle | Wind Electrical Bulk | 1.453%
Wind Turbine | Nacelle | Wind Switchgear | 0.575%
Wind Turbine | Nacelle | Wind Turbine Generator | 2.705%
Wind Turbine | Nacelle | Yaw Drive | 0.7369%
Wind Turbine | Rotor | Blades | 7.196%
Wind Turbine | Rotor | Hub | 3.311%
Wind Turbine | Rotor | Pitch Mechanism | 1.929%
Wind Turbine | Tower | Wind Tower | 8.831%
Wind Turbine | Transportation | Wind Turbine Transportation | 5.428%
Category | Subcategory | Item | 100%
|  | Construction labour | 9.948% | CL
|  | Engineering and PM | 2.861% | ENG
|  | Total Labour | 12.81%

## CT Cost Breakdown
Category | Subcategory | Item | % of Total
Bulk Material | Electrical Bulk | Cathodic Protection | 0.1591%
Bulk Material | Electrical Bulk | Electrical Bulk, Labor | 1.855%
Bulk Material | Electrical Bulk | ISO-Phase Bus Duct | 0.2203%
Bulk Material | Electrical Bulk | Lighting | 0.2559%
Bulk Material | Electrical Bulk | Miscellaneous Wiring | 1.408%
Bulk Material | Electrical Bulk | Non-Seg Bus Duct | 0.1868%
Bulk Material | Piping | Air Ejector System Piping | 0.01574%
Bulk Material | Piping | Auxiliary Cooling System Piping | 0.04182%
Bulk Material | Piping | Auxiliary Steam System Piping | 0.03136%
Bulk Material | Piping | Boiler Blow Down System Piping | 0.04182%
Bulk Material | Piping | Boiler Drain System Piping | 0.03136%
Bulk Material | Piping | Boiler Feedwater System Piping | 0.2091%
Bulk Material | Piping | Carbon Steel Piping | 2.153e-06%
Bulk Material | Piping | Condensate System Piping | 0.1045%
Bulk Material | Piping | Demineralized Water System Piping | 0.1045%
Bulk Material | Piping | Fuel Gas System Piping | 0.1045%
Bulk Material | Piping | Fuel Oil System Piping | 0.05227%
Bulk Material | Piping | HP Steam System Piping | 0.1255%
Bulk Material | Piping | IP and LP Steam System Piping | 0.2091%
Bulk Material | Piping | Instrument Air System Piping | 0.03136%
Bulk Material | Piping | Lube Oil System Piping | 0.02091%
Bulk Material | Piping | Miscellaneous Piping | 0.0497%
Bulk Material | Piping | Plant Drain System Piping | 2.814e-07%
Bulk Material | Piping | Plumbing | 0.1134%
Bulk Material | Piping | Raw Water and Service Water System Piping | 0.05227%
Bulk Material | Piping | Service Air System Piping | 0.01596%
Bulk Material | Piping | Urea/Ammonia System Piping | 1.77e-06%
Bulk Material | Structural Bulk | Structural Steel | 3.041%
Bulk Material | Structural Bulk | Pilings | 1.76%
Civil Infrastructure | Buildings | Admin Buildings | 1.337%
Civil Infrastructure | Buildings | Fire Protection System | 0.259%
Civil Infrastructure | Buildings | HVAC | 0.3004%
Civil Infrastructure | Buildings | Unloading Dock | 1.129%
Civil Infrastructure | Relocations/Site Work | Civil Bulks | 0.1162%
Civil Infrastructure | Relocations/Site Work | Demolition | 0.7606%
Civil Infrastructure | Relocations/Site Work | Foundations | 1.401%
Civil Infrastructure | Relocations/Site Work | Relocations/Site Work | 0.9023%
Construction Labor | Construction Labor | Construction Labor, Air Ejector System | 0.03851% | CL
Construction Labor | Construction Labor | Construction Labor, Auxiliary Cooling System | 0.1855% | CL
Construction Labor | Construction Labor | Construction Labor, Auxiliary Steam System | 0.1391% | CL
Construction Labor | Construction Labor | Construction Labor, Black Start Diesel Generators | 0.4451% | CL
Construction Labor | Construction Labor | Construction Labor, Boiler Blow Down System | 0.1155% | CL
Construction Labor | Construction Labor | Construction Labor, Boiler Drain System | 0.07702% | CL
Construction Labor | Construction Labor | Construction Labor, Boiler Feedwater System | 0.5564% | CL
Construction Labor | Construction Labor | Construction Labor, Buildings & Architectural | 0.9506% | CL
Construction Labor | Construction Labor | Construction Labor, Cast in Place Concrete | 0.1855% | CL
Construction Labor | Construction Labor | Construction Labor, Cathodic Protection | 0.4451% | CL
Construction Labor | Construction Labor | Construction Labor, Condensate System | 0.7702% | CL
Construction Labor | Construction Labor | Construction Labor, Demineralized Water Treatment System | 0.2782% | CL
Construction Labor | Construction Labor | Construction Labor, Fire Protection System | 0.1855% | CL
Construction Labor | Construction Labor | Construction Labor, Fuel Gas Compressor | 0.1855% | CL
Construction Labor | Construction Labor | Construction Labor, Fuel Gas System | 0.3709% | CL
Construction Labor | Construction Labor | Construction Labor, Fuel Oil System | 0.1855% | CL
Construction Labor | Construction Labor | Construction Labor, HP Steam System | 0.7702% | CL
Construction Labor | Construction Labor | Construction Labor, HVAC System | 0.3851% | CL
Construction Labor | Construction Labor | Construction Labor, Home Office Support and Miscellaneous Expenses | 0.3081% | CL
Construction Labor | Construction Labor | Construction Labor, IP and LP Steam System | 0.6491% | CL
Construction Labor | Construction Labor | Construction Labor, ISO-Phase, Non-Seg and Cable | 0.1298% | CL
Construction Labor | Construction Labor | Construction Labor, Instrument Air System | 0.09273% | CL
Construction Labor | Construction Labor | Construction Labor, Instrumentation & Controls | 0.7702% | CL
Construction Labor | Construction Labor | Construction Labor, Lighting | 0.1873% | CL
Construction Labor | Construction Labor | Construction Labor, Low Voltage Switchgear | 0.2782% | CL
Construction Labor | Construction Labor | Construction Labor, Lube Oil System | 0.07702% | CL
Construction Labor | Construction Labor | Construction Labor, Medium Voltage Switchgear | 0.4748% | CL
Construction Labor | Construction Labor | Construction Labor, Miscellaneous Balance of Plant | 0.626% | CL
Construction Labor | Construction Labor | Construction Labor, Miscellaneous Piping | 0.255% | CL
Construction Labor | Construction Labor | Construction Labor, Miscellaneous Systems | 1.593% | CL
Construction Labor | Construction Labor | Construction Labor, Offsite Laydown Logistic and Warehousing | 0.6028% | CL
Construction Labor | Construction Labor | Construction Labor, Onsite Transport/Rigging/Hauling/Alignment | 0.1855% | CL
Construction Labor | Construction Labor | Construction Labor, Pilings | 0.7419% | CL
Construction Labor | Construction Labor | Construction Labor, Plant Drain System | 0.3709% | CL
Construction Labor | Construction Labor | Construction Labor, Plumbing | 0.04637% | CL
Construction Labor | Construction Labor | Construction Labor, Raw Water and Service Water System | 0.1855% | CL
Construction Labor | Construction Labor | Construction Labor, SCR | 1.855e-07% | CL
Construction Labor | Construction Labor | Construction Labor, Service Air System | 0.09273% | CL
Construction Labor | Construction Labor | Construction Labor, Site Preparation | 0.4637% | CL
Construction Labor | Construction Labor | Construction Labor, Steel Stack | 0.6491% | CL
Construction Labor | Construction Labor | Construction Labor, Structural and Miscellaneous Steel | 2.457% | CL
Construction Labor | Construction Labor | Construction Labor, Substation 4160-480V | 0.2782% | CL
Construction Labor | Construction Labor | Construction Labor, Support Labor | 3.593% | CL
Construction Labor | Construction Labor | Construction Labor, Transformers | 0.1855% | CL
Construction Labor | Construction Labor | Construction Labor, Unloading Dock | 0.3246% | CL
Construction Labor | Construction Labor | Construction Labor, Urea/Ammonia System | 1.391e-06% | CL
Construction Labor | Construction Labor | Construction Labor, Waste Water Treatment | 0.4637% | CL
Construction Labor | Indirects | Indirects | 0.7793%
Construction Labor | Indirects | Small Tools and Consumables | 0.2112%
Construction Labor | Indirects | Startup Activities | 0.5922%
Engineering & Construction Management | Engineering & Construction Management | Engineering | 2.084% | ENG
Engineering & Construction Management | Engineering & Construction Management | Field Personnel | 2.916% | ENG
Engineering & Construction Management | Engineering & Construction Management | Home Office Support | 0.1319% | ENG
Engineering & Construction Management | Engineering & Construction Management | Miscellaneous Engineering Expenses | 0.338%
Equipment | Construction Equipment | Construction Equipment | 1.271%
Equipment | Electrical Components | CEMS | 0.05686%
Equipment | Electrical Components | DCS | 0.131%
Equipment | Electrical Components | EHV Transformers | 0.5371%
Equipment | Electrical Components | Low Voltage Switchgear | 0.2584%
Equipment | Electrical Components | Medium Power Transformers | 0.2736%
Equipment | Electrical Components | Medium Voltage Switchgear | 0.4842%
Equipment | Electrical Components | MCC | 0.04114%
Equipment | Electrical Components | Miscellaneous Systems | 0.09908%
Equipment | Electrical Components | Substation 4160-480V | 1.057%
Equipment | Electrical Components | UPS/Batteries/Chargers/Panelboard | 0.1032%
Equipment | Instrumentation & Controls | Instrumentation & Controls | 1.048%
Equipment | Mechanical Components | Black Start Diesel Generators | 1.124%
Equipment | Mechanical Components | Emergency Diesel Generator | 0.1816%
Equipment | Mechanical Components | Emergency Diesel Generator, Labor | 0.1669%
Equipment | Mechanical Components | Mechanical Components | 2.531%
Equipment | Mechanical Components | Overhead Bridge Hoist | 0.09989%
Equipment | Natural Gas Receiving Station | Fuel Gas Receiving Station | 0.1655%
Equipment | Natural Gas Receiving Station | Natural Gas Compressor | 1.127%
Equipment | Storage & Warehousing | Offsite Laydown Logistic and Warehousing | 0.6205%
Equipment | Storage & Warehousing | Onsite Transport/Rigging/Hauling/Alignment | 0.5377%
Equipment | Water Treatment | Wastewater System | 1.763%
Power Island | Chimney | Steel Stack | 0.9289%
Power Island | Emissions Control Equipment | SCR | 2.702e-06%
Power Island | Emissions Control Equipment | Evaporative Cooling | 1.517e-06%
Power Island | Power Island | Air Cooled Condenser | 2.438e-07%
Power Island | Power Island | Air Cooled Condenser, Labor | 1.283e-06%
Power Island | Power Island | Exhaust Silencer | 0.02697%
Power Island | Power Island | Gas Turbine Generator | 31.88%
Power Island | Power Island | Gas Turbine Generators, Labor | 7.633%
Power Island | Power Island | Heat Recovery Steam Generator | 0%
Power Island | Power Island | Heat Recovery Steam Generator, Labor | 0%
Power Island | Power Island | Steam Turbine | 0%
Power Island | Power Island | Steam Turbine and Accessories, Labor | 0%
Category | Subcategory | Item | 100%
|  | Construction labour | 22.35% | CL
|  | Engineering and PM | 5.132% | ENG
|  | Total Labour | 27.48%

## HRD ESP Cost Breakdown
Category | Subcategory | Item | Percent of Facility
Balance of Plant | Civil & Structural | Drainage | 0.4829%
Balance of Plant | Civil & Structural | HVAC | 0.4488%
Balance of Plant | Civil & Structural | Preengineered Buildings | 0.0359%
Balance of Plant | Civil & Structural | Sitework | 0.4863%
Balance of Plant | Electical Equipment | Control Cable | 0.06951%
Balance of Plant | Electical Equipment | Low Voltage Switchgear | 1.192%
Balance of Plant | Electical Equipment | Low Voltage Transfomer | 1.699%
Balance of Plant | Electical Equipment | MCC | 0.1934%
Balance of Plant | Electical Equipment | Non-Seg Bus Duct | 0.04945%
Balance of Plant | Electical Equipment | Power Cable | 0.3855%
Balance of Plant | Electical Equipment | Steel Cable Tray | 0.06075%
Balance of Plant | Electical Equipment | UPS | 0.1107%
Balance of Plant | Electrical Bulk Materials | Conduit | 0.08124%
Balance of Plant | Electrical Bulk Materials | Electrical Bulk | 0.6292%
Balance of Plant | Electrical Bulk Materials | Miscellaneous Wiring | 0.2965%
Balance of Plant | Gypsum System | Dewatering | 1.347%
Balance of Plant | Gypsum System | Gypsum Handling | 0.2388%
Balance of Plant | Gypsum System | Gypsum Storage | 0.04315%
Balance of Plant | Instrumentation & Control | Electrical Control Equipment | 0.2212%
Balance of Plant | Instrumentation & Control | Fire Protection | 0.1837%
Balance of Plant | Limestone System | Ball Mills/bearings | 0.01712%
Balance of Plant | Limestone System | Dust Collection/Suppression | 2.569%
Balance of Plant | Limestone System | Limestone Material Handling | 0.6204%
Balance of Plant | Limestone System | Unloading and Storage | 0.2021%
Balance of Plant | Mechanical Equipment | Valves | 0.0444%
Balance of Plant | Piping | Carbon Steel Piping | 1.094%
Balance of Plant | Piping | FRP Piping | 0.03823%
Balance of Plant | Piping | Stainless Steel Piping | 0.03615%
Balance of Plant | Structural Bulk Materials | Pilings | 0.2978%
Balance of Plant | Structural Bulk Materials | Structural Steel | 0.8907%
Chimney | Civil | Cranes, Hoists, and Trolleys | 0.216%
Chimney | Civil | Elevators, Plaforms, Ladders, and Lighting | 0.8231%
Chimney | Civil | HVAC | 0.4028%
Chimney | Concrete Chimney | Chimney Shell | 2.068%
Chimney | Concrete Chimney | FRP Liner | 6.735%
Chimney | Ductwork | Breaching Duct and Seals | 0.05894%
Chimney | Ductwork | Dampers | 0.03044%
Chimney | Emissions Control | Continuous Emissions Monitoring | 0.5263%
Chimney | Emissions Control | Wet Electrostatic Precipitator | 8.004%
Chimney | Instrumentation & Control | Distributed Control Systems | 0.6145%
Chimney | Instrumentation & Control | Fire Protection System | 0.08869%
Construction Labor | Construction Equipment | Indirects | 6.897%
Construction Labor | Construction Equipment | Scaffolding | 0.5375%
Construction Labor | Construction Equipment | Small Tools and Consumables | 3.073%
Construction Labor | Trade Labor | Absorber, Labor | 8.92% | CL
Construction Labor | Trade Labor | Buildings, Labor | 0.2259% | CL
Construction Labor | Trade Labor | Chimney, Labor | 2.57% | CL
Construction Labor | Trade Labor | Mechanical Components, Labor | 0.161% | CL
Construction Labor | Trade Labor | Relocation/Sitework, Labor | 2.436% | CL
Construction Labor | Trade Labor | Water Treatment, Labor | 0.8906% | CL
FGD Island | Absorber | Air Compressor System | 3.061%
FGD Island | Absorber | Fabricated Steel | 2.887%
FGD Island | Absorber | Finishes/Coatings | 0.1953%
FGD Island | Absorber | Slurry Agitators | 0.0138%
FGD Island | Absorber | Vessel (Fabricated Carbon Steel) | 0.3644%
FGD Island | Absorber | Vessel (Stebbins Tile) | 1.244%
FGD Island | Ductwork | Booster ID Fans | 7.404%
FGD Island | Ductwork | Carbon Steel & FRP Ducts | 7.124%
FGD Island | Ductwork | Motors | 0.6598%
FGD Island | Water System | Pre-Treatment System | 0.1411%
FGD Island | Water System | Quench System | 0.05349%
Professional Services | Engineering & Construction | Construction Management | 7.136% | ENG
Professional Services | Engineering & Construction | Engineering | 5.816% | ENG
Professional Services | Engineering & Construction | Home Office Support | 0.1205% | ENG
Professional Services | Engineering & Construction | Testing and Commissioning | 1.887% | ENG
Wastewater Treatment | Water System | Piping and Plumbing | 0.1306%
Wastewater Treatment | Water System | Wastewater Treatment | 1.99%
Wastewater Treatment | Water System | Water Analyzers | 0.4274%
Category | Subcategory | Item | 100%
|  | Construction labour | 15.2% | CL
|  | Engineering and PM | 14.96% | ENG
|  | Total Labour | 30.16%

## Island Pond Cost Breakdown
Island Pond | 2006$ |  | % Labour | $ labour
Reservoir clearing | 1075800 |  | 0.4 | 430320
Access roads | 9860982 |  | 0.4 | 3944392.8
Diversion canal | 18860400 |  | 0.3 | 5658120
Forebay canal | 4122720 |  | 0.3 | 1236816
Dam | 5966290 |  | 0.3 | 1789887
Intake | 8161058 |  | 0.3 | 2448317.4
Penstock | 0 |  |  | 0
Powerhouse | 36607180 |  | 0.3 | 10982154
Tailrace | 3848800 |  | 0.3 | 1154640
Switchyard | 501816 |  | 0.15 | 75272.4
Project support | 11189000 |  | 0.4 | 4475600
HADD | 2751230 |  | 0.3 | 825369
Contingency | 10845284.8266 | 10.54% |  | 0
Transmission line | 5151140 |  | 0.3 | 1545342
Distribution line | 1345050 |  | 0.3 | 403515
Switchyard | 1055000 |  | 0.2 | 211000
Protection and ctrl | 152200 |  | 0.2 | 30440
Telectrl engineering | 1035276 |  | 0.4 | 414110.4
Contingency | 873866.6 | 10% |  | 0
Mgmt and engineering | 14223820.1033 | 12.5% | 0.8 | 11379056.0827
Owners cost | 10736069.1281 | 8.7% | 0.8 | 8588855.3025
Contingency adjustment | 1945671
Total | 150308653.658 |  |  | 55593207.3852 | 40.68%
Total w/o contingency | 136643831.2314

## DG3Export
$000s
Steve:
| Market value |  |  |  |  | see line 72 for annual detail in row
Exports
2012 | 0 | 424094.8969 | 2012 base at 7%
2013 | 0
2014 | 0
2015 | 0
2016 | 0
2017 | 0
2018 | 0
2019 | 39808
2020 | 52397
2021 | 55940
2022 | 58019
2023 | 57181
2024 | 58435
2025 | 58504
2026 | 57598
2027 | 56571
2028 | 59282
2029 | 50976
2030 | 48919
2031 | 48389
2032 | 47592
2033 | 47010
2034 | 46048
2035 | 44516
2036 | 42957
2037 | 41438
2038 | 39929
2039 | 39235
2040 | 38358
2041 | 37033
2042 | 35494
2043 | 33878
2044 | 32237
2045 | 30509
2046 | 29137
2047 | 28424
2048 | 26876
2049 | 25117
2050 | 24266
2051 | 23465
2052 | 22670
2053 | 21681
2054 | 20672
2055 | 19537
2056 | 18892
2057 | 18247
2058 | 17472
2059 | 16678
2060 | 15685
2061 | 14577
2062 | 13344
2063 | 12500
2064 | 11726
2065 | 10796
2066 | 9972
2067 | 9589
| 000s | 2012 | 2013 | 2014 | 2015 | 2016 | 2017 | 2018 | 2019 | 2020 | 2021 | 2022 | 2023 | 2024 | 2025 | 2026 | 2027 | 2028 | 2029 | 2030 | 2031 | 2032 | 2033 | 2034 | 2035 | 2036 | 2037 | 2038 | 2039 | 2040 | 2041 | 2042 | 2043 | 2044 | 2045 | 2046 | 2047 | 2048 | 2049 | 2050 | 2051 | 2052 | 2053 | 2054 | 2055 | 2056 | 2057 | 2058 | 2059 | 2060 | 2061 | 2062 | 2063 | 2064 | 2065 | 2066 | 2067
| export proxy value | 0 | 0 | 0 | 0 | 0 | 0 | 0 | 39808 | 52397 | 55940 | 58019 | 57181 | 58435 | 58504 | 57598 | 56571 | 59282 | 50976 | 48919 | 48389 | 47592 | 47010 | 46048 | 44516 | 42957 | 41438 | 39929 | 39235 | 38358 | 37033 | 35494 | 33878 | 32237 | 30509 | 29137 | 28424 | 26876 | 25117 | 24266 | 23465 | 22670 | 21681 | 20672 | 19537 | 18892 | 18247 | 17472 | 16678 | 15685 | 14577 | 13344 | 12500 | 11726 | 10796 | 9972 | 9589

## DG3MFDividendsEmera
Bond | 4.15% |  | As Per Dept of Finance Methodology Used for LCP-Smelter Cost Benefit |  |  |  |  | previously Jan Corp Assump long Gov of Can = 4.1 +.9 basis so 5% was used to cover 2012-2018 period
term | 10 | [6 empty] | with June 2012 update for reference cases its 3.25% plus .9 bps=4.15%
000s | [10 empty] | Total Bond
|  |  | Equity Flow | Bond 1 | Bond 2 | Bond 3 | Bond 4 | Bond 5 | Bond 6 | Bond 7 | Activity | MF Dividends | Net MF Dividends |  | 2012 | 2013 | 2014 | 2015 | 2016 | 2017 | 2018 | 2019 | 2020 | 2021 | 2022 | 2023 | 2024 | 2025 | 2026 | 2027 | 2028 | 2029 | 2030 | 2031 | 2032 | 2033 | 2034 | 2035 | 2036 | 2037 | 2038 | 2039 | 2040 | 2041 | 2042 | 2043 | 2044 | 2045 | 2046 | 2047 | 2048 | 2049 | 2050 | 2051 | 2052 | 2053 | 2054 | 2055 | 2056 | 2057 | 2058 | 2059 | 2060 | 2061 | 2062 | 2063 | 2064 | 2065 | 2066 | 2067
|  | PV Check at Gov DR | 1179928.2279 | 167145.6035 | 409902.1662 | 35999.4901 | 183015.39 | 215063.4702 | 71072.1611 | 97729.9469 | -1179928.2279 |  |  | Net MF Dividends | 0 | -7224.4091 | -25676.5541 | -27364.3591 | -36300.9691 | -47238.2941 | -51002.7591 | -43616.5037 | -47017.0802 | -36371.0761 | -196690.3353 | -445081.1075 | -8516.6628 | -168362.8914 | -195795.8141 | 1428.5152 | 78729.9979 | 142235.5698 | 159465.8879 | 173907.2029 | 187521.484 | 200711.7749 | 213906.3361 | 226453.2174 | 238259.7304 | 248267.83 | 257463.035 | 266644.842 | 275665.6427 | 284230.9126 | 292986.6735 | 301869.547 | 311062.4308 | 320334.6751 | 329783.3983 | 339418.6973 | 424817.0948 | 510031.6197 | 520248.9672 | 530668.0157 | 564938.062 | 656465.7754 | 694717.7718 | 710476.2211 | 726346.5021 | 742464.3738 | 758937.4868 | 775758.3297 | 792977.0276 | 810076.5057 | 827454.0725 | 845234.186 | 863418.8189 | 881755.6316 | 900286.9947 | 919106.948
prior | 85107.854 | 2012 | 174082.146 | 0 | 0 | 0 | 0 | 0 | 0 | 0 | 0 | 0 | 0 | Net LIL Dividends | 0 | -945.3779 | -2755.3452 | -2755.3452 | -7926.4733 | 6992.1978 | 43281.1947 | 42505.8994 | 41548.1474 | 40590.3953 | 16852.4541 | -3993.4023 | 40472.4845 | -85090.7628 | -61706.9914 | 2019.1883 | 48060.9203 | 47103.1683 | 46145.4163 | 45187.6643 | 44229.9123 | 43272.1602 | 42314.4082 | 41356.6562 | 40398.9042 | 39441.1522 | 38483.4002 | 37525.6482 | 36567.8962 | 35610.1442 | 34652.3922 | 33694.6401 | 32736.8881 | 31779.1361 | 30821.3841 | 29863.6321 | 28905.8801 | 27948.1281 | 26990.3761 | 26032.6241 | 25074.8721 | 24117.1201 | 23159.368 | 22201.616 | 21243.864 | 20286.112 | 19328.36 | 18370.608 | 17412.856 | 16455.104 | 15497.352 | 14539.6 | 13581.8479 | 12624.0959 | 11666.3439 | 7598.6664
|  | 2013 | 444630 | 7224.4091 | 0 | 0 | 0 | 0 | 0 | 0 | -7224.4091 | 0 | -7224.4091 | Total LCP Dividends | 0 | -8169.7869 | -28431.8993 | -30119.7043 | -44227.4423 | -40246.0962 | -7721.5643 | -1110.6043 | -5468.9329 | 4219.3192 | -179837.8812 | -449074.5098 | 31955.8218 | -253453.6542 | -257502.8055 | 3447.7036 | 126790.9182 | 189338.7381 | 205611.3042 | 219094.8672 | 231751.3963 | 243983.9352 | 256220.7443 | 267809.8736 | 278658.6346 | 287708.9822 | 295946.4352 | 304170.4901 | 312233.5389 | 319841.0567 | 327639.0656 | 335564.1872 | 343799.3189 | 352113.8112 | 360604.7824 | 369282.3294 | 453722.9749 | 537979.7478 | 547239.3433 | 556700.6398 | 590012.9341 | 680582.8955 | 717877.1398 | 732677.8371 | 747590.3661 | 762750.4858 | 778265.8468 | 794128.9377 | 810389.8836 | 826531.6097 | 842951.4245 | 859773.7859 | 877000.6669 | 894379.7275 | 911953.3386 | 926705.6144
|  | 2014 | 40670 | 7224.4091 | 18452.145 | 0 | 0 | 0 | 0 | 0 | -25676.5541 | 0 | -25676.5541
MF LTA data |  | 2015 | 215340 | 7224.4091 | 18452.145 | 1687.805 | 0 | 0 | 0 | 0 | -27364.3591 | 0 | -27364.3591 |  | 2012: NPV
as per MHIONEAug1 |  | 2016 | 263550 | 7224.4091 | 18452.145 | 1687.805 | 8936.61 | 0 | 0 | 0 | -36300.9691 | 0 | -36300.9691 | Net MF Dividends | 2012: 813765.0829
Step 9 HOA Short Form backup |  | 2017 | 90710 | 7224.4091 | 18452.145 | 1687.805 | 8936.61 | 10937.325 | 0 | 0 | -47238.2941 | 0 | -47238.2941 | Net LIL Dividends | 2012: 240390.9578
|  | 2018 | 129910 | 7224.4091 | 18452.145 | 1687.805 | 8936.61 | 10937.325 | 3764.465 | 0 | -51002.7591 | 0 | -51002.7591
|  | 2019 |  | 7224.4091 | 18452.145 | 1687.805 | 8936.61 | 10937.325 | 3764.465 | 5391.265 | -56394.0241 | 12777.5204 | -43616.5037
|  | 2020 |  | 7224.4091 | 18452.145 | 1687.805 | 8936.61 | 10937.325 | 3764.465 | 5391.265 | -56394.0241 | 9376.9438 | -47017.0802
|  | 2021 |  | 7224.4091 | 18452.145 | 1687.805 | 8936.61 | 10937.325 | 3764.465 | 5391.265 | -56394.0241 | 20022.9479 | -36371.0761
|  | 2022 |  | 181306.5551 | 18452.145 | 1687.805 | 8936.61 | 10937.325 | 3764.465 | 5391.265 | -230476.1701 | 33785.8348 | -196690.3353
|  | 2023 |  |  | 463082.145 | 1687.805 | 8936.61 | 10937.325 | 3764.465 | 5391.265 | -493799.615 | 48718.5075 | -445081.1075
|  | 2024 |  |  |  | 42357.805 | 8936.61 | 10937.325 | 3764.465 | 5391.265 | -71387.47 | 62870.8072 | -8516.6628
|  | 2025 |  |  |  |  | 224276.61 | 10937.325 | 3764.465 | 5391.265 | -244369.665 | 76006.7736 | -168362.8914
|  | 2026 | [5 empty] | 274487.325 | 3764.465 | 5391.265 | -283643.055 | 87847.2409 | -195795.8141
|  | 2027 | [6 empty] | 94474.465 | 5391.265 | -99865.73 | 101294.2452 | 1428.5152
|  | 2028 | [7 empty] | 135301.265 | -135301.265 | 214031.2629 | 78729.9979
|  | 2029 | [9 empty] | 142235.5698 | 142235.5698
|  | 2030 | [9 empty] | 159465.8879 | 159465.8879
|  | 2031 | [9 empty] | 173907.2029 | 173907.2029
|  | 2032 | [9 empty] | 187521.484 | 187521.484
|  | 2033 | [9 empty] | 200711.7749 | 200711.7749
|  | 2034 | [9 empty] | 213906.3361 | 213906.3361
|  | 2035 | [9 empty] | 226453.2174 | 226453.2174
|  | 2036 | [9 empty] | 238259.7304 | 238259.7304
|  | 2037 | [9 empty] | 248267.83 | 248267.83
|  | 2038 | [9 empty] | 257463.035 | 257463.035
|  | 2039 | [9 empty] | 266644.842 | 266644.842
|  | 2040 | [9 empty] | 275665.6427 | 275665.6427
|  | 2041 | [9 empty] | 284230.9126 | 284230.9126
|  | 2042 | [9 empty] | 292986.6735 | 292986.6735
|  | 2043 | [9 empty] | 301869.547 | 301869.547
|  | 2044 | [9 empty] | 311062.4308 | 311062.4308
|  | 2045 | [9 empty] | 320334.6751 | 320334.6751
|  | 2046 | [9 empty] | 329783.3983 | 329783.3983
|  | 2047 | [9 empty] | 339418.6973 | 339418.6973
|  | 2048 | [9 empty] | 424817.0948 | 424817.0948
|  | 2049 | [9 empty] | 510031.6197 | 510031.6197
|  | 2050 | [9 empty] | 520248.9672 | 520248.9672
|  | 2051 | [9 empty] | 530668.0157 | 530668.0157
|  | 2052 | [9 empty] | 564938.062 | 564938.062
|  | 2053 | [9 empty] | 656465.7754 | 656465.7754
|  | 2054 | [9 empty] | 694717.7718 | 694717.7718
|  | 2055 | [9 empty] | 710476.2211 | 710476.2211
|  | 2056 | [9 empty] | 726346.5021 | 726346.5021
|  | 2057 | [9 empty] | 742464.3738 | 742464.3738
|  | 2058 | [9 empty] | 758937.4868 | 758937.4868
|  | 2059 | [9 empty] | 775758.3297 | 775758.3297
|  | 2060 | [9 empty] | 792977.0276 | 792977.0276
|  | 2061 | [9 empty] | 810076.5057 | 810076.5057
|  | 2062 | [9 empty] | 827454.0725 | 827454.0725
|  | 2063 | [9 empty] | 845234.186 | 845234.186
|  | 2064 | [9 empty] | 863418.8189 | 863418.8189
|  | 2065 | [9 empty] | 881755.6316 | 881755.6316
|  | 2066 | [9 empty] | 900286.9947 | 900286.9947
|  | 2067 | [9 empty] | 919106.948 | 919106.948
From Carla Russell email Oct 24

## DG3LILDividendsEmera
Bond | 4.15% |  | As Per Dept of Finance Methodology Used for LCP-Smelter Cost Benefit
term | 10
000s | [10 empty] | Total Bond
|  |  | Equity Flow | Bond 1 | Bond 2 | Bond 3 | Bond 4 | Bond 5 | Bond 6 | Bond 7 | Activity | LIL Dividends | Net LIL Dividends
|  | PV Check at Gov DR | 289375.6502 | 21872.4813 | 40207.2249 | 0 | 105901.0092 | 86037.71 | 35357.2248 | 0 | -289375.6502
prior | 75931.788 | 2012 | 22780.1893 | 0 | 0 | 0 | 0 | 0 | 0 | 0 | 0 | 0 | 0
|  | 2013 | 43613.6715 | 945.3779 | 0 | 0 | 0 | 0 | 0 | 0 | -945.3779 | 0 | -945.3779
|  | 2014 | 0 | 945.3779 | 1809.9674 | 0 | 0 | 0 | 0 | 0 | -2755.3452 | 0 | -2755.3452
MF LTA data |  | 2015 | 124605.4953 | 945.3779 | 1809.9674 | 0 | 0 | 0 | 0 | 0 | -2755.3452 | 0 | -2755.3452
as per MHIONEAug1 |  | 2016 | 105435.1 | 945.3779 | 1809.9674 | 0 | 5171.1281 | 0 | 0 | 0 | -7926.4733 | 0 | -7926.4733
|  | 2017 | 45126.7249 | 945.3779 | 1809.9674 | 0 | 5171.1281 | 4375.5566 | 0 | 0 | -12302.0299 | 19294.2278 | 6992.1978 | 28.1935 | 83.9659 | 82.8327 | 81.433 | 80.0334 | 78.6337 | 77.2341 | 75.8344 | 74.4348 | 73.0351 | 71.6355 | 70.2358 | 68.8362 | 67.4365 | 66.0369 | 64.6372 | 63.2376 | 61.8379 | 60.4383 | 59.0386 | 57.639 | 56.2393 | 54.8397 | 53.44 | 52.0404 | 50.6407 | 49.2411 | 47.8414 | 46.4418 | 45.0421 | 43.6425 | 42.2428 | 40.8431 | 39.4435 | 38.0438 | 36.6442 | 35.2445 | 33.8449 | 32.4452 | 31.0456 | 29.6459 | 28.2463 | 26.8466 | 25.447 | 24.0473 | 22.6477 | 21.248 | 19.8484 | 18.4487 | 17.0491 | 11.1046
|  | 2018 | 0 | 945.3779 | 1809.9674 | 0 | 5171.1281 | 4375.5566 | 1872.7591 | 0 | -14174.789 | 57455.9837 | 43281.1947
|  | 2019 |  | 945.3779 | 1809.9674 | 0 | 5171.1281 | 4375.5566 | 1872.7591 | 0 | -14174.789 | 56680.6884 | 42505.8994
|  | 2020 |  | 945.3779 | 1809.9674 | 0 | 5171.1281 | 4375.5566 | 1872.7591 | 0 | -14174.789 | 55722.9364 | 41548.1474
|  | 2021 |  | 945.3779 | 1809.9674 | 0 | 5171.1281 | 4375.5566 | 1872.7591 | 0 | -14174.789 | 54765.1844 | 40590.3953
|  | 2022 |  | 23725.5671 | 1809.9674 | 0 | 5171.1281 | 4375.5566 | 1872.7591 | 0 | -36954.9783 | 53807.4323 | 16852.4541
|  | 2023 |  |  | 45423.6389 | 0 | 5171.1281 | 4375.5566 | 1872.7591 | 0 | -56843.0827 | 52849.6803 | -3993.4023
|  | 2024 |  |  |  | 0 | 5171.1281 | 4375.5566 | 1872.7591 | 0 | -11419.4438 | 51891.9283 | 40472.4845
|  | 2025 |  | Bond 4: 129776.6234; Bond 5: 4375.5566; Bond 6: 1872.7591; Bond 7: 0 | -136024.9391 | 50934.1763 | -85090.7628
|  | 2026 |  | Bond 5: 109810.6566; Bond 6: 1872.7591; Bond 7: 0 | -111683.4157 | 49976.4243 | -61706.9914
|  | 2027 |  | Bond 6: 46999.484; Bond 7: 0 | -46999.484 | 49018.6723 | 2019.1883
|  | 2028 |  | Bond 7: 0 | 0 | 48060.9203 | 48060.9203
|  | 2029 | [9 empty] | 47103.1683 | 47103.1683
|  | 2030 | [9 empty] | 46145.4163 | 46145.4163
|  | 2031 | [9 empty] | 45187.6643 | 45187.6643
|  | 2032 | [9 empty] | 44229.9123 | 44229.9123
|  | 2033 | [9 empty] | 43272.1602 | 43272.1602
|  | 2034 | [9 empty] | 42314.4082 | 42314.4082
|  | 2035 | [9 empty] | 41356.6562 | 41356.6562
|  | 2036 | [9 empty] | 40398.9042 | 40398.9042
|  | 2037 | [9 empty] | 39441.1522 | 39441.1522
|  | 2038 | [9 empty] | 38483.4002 | 38483.4002
|  | 2039 | [9 empty] | 37525.6482 | 37525.6482
|  | 2040 | [9 empty] | 36567.8962 | 36567.8962
|  | 2041 | [9 empty] | 35610.1442 | 35610.1442
|  | 2042 | [9 empty] | 34652.3922 | 34652.3922
|  | 2043 | [9 empty] | 33694.6401 | 33694.6401
|  | 2044 | [9 empty] | 32736.8881 | 32736.8881
|  | 2045 | [9 empty] | 31779.1361 | 31779.1361
|  | 2046 | [9 empty] | 30821.3841 | 30821.3841
|  | 2047 | [9 empty] | 29863.6321 | 29863.6321
|  | 2048 | [9 empty] | 28905.8801 | 28905.8801
|  | 2049 | [9 empty] | 27948.1281 | 27948.1281
|  | 2050 | [9 empty] | 26990.3761 | 26990.3761
|  | 2051 | [9 empty] | 26032.6241 | 26032.6241
|  | 2052 | [9 empty] | 25074.8721 | 25074.8721
|  | 2053 | [9 empty] | 24117.1201 | 24117.1201
|  | 2054 | [9 empty] | 23159.368 | 23159.368
|  | 2055 | [9 empty] | 22201.616 | 22201.616
|  | 2056 | [9 empty] | 21243.864 | 21243.864
|  | 2057 | [9 empty] | 20286.112 | 20286.112
|  | 2058 | [9 empty] | 19328.36 | 19328.36
|  | 2059 | [9 empty] | 18370.608 | 18370.608
|  | 2060 | [9 empty] | 17412.856 | 17412.856
|  | 2061 | [9 empty] | 16455.104 | 16455.104
|  | 2062 | [9 empty] | 15497.352 | 15497.352
|  | 2063 | [9 empty] | 14539.6 | 14539.6
|  | 2064 | [9 empty] | 13581.8479 | 13581.8479
|  | 2065 | [9 empty] | 12624.0959 | 12624.0959
|  | 2066 | [9 empty] | 11666.3439 | 11666.3439
|  | 2067 | [9 empty] | 7598.6664 | 7598.6664
From Carla Russell email Oct 24
Dividends reduced because of Emera's share

## DG3MFDividendsHOA
Bond | 4.15% |  | As Per Dept of Finance Methodology Used for LCP-Smelter Cost Benefit |  |  |  |  | previously Jan Corp Assump long Gov of Can = 4.1 +.9 basis so 5% was used to cover 2012-2018 period
term | 10 | [6 empty] | with June 2012 update for reference cases its 3.25% plus .9 bps=4.15%
000s | [10 empty] | Total Bond
|  |  | Equity Flow | Bond 1 | Bond 2 | Bond 3 | Bond 4 | Bond 5 | Bond 6 | Bond 7 | Activity | MF Dividends | Net MF Dividends |  | 2012 | 2013 | 2014 | 2015 | 2016 | 2017 | 2018 | 2019 | 2020 | 2021 | 2022 | 2023 | 2024 | 2025 | 2026 | 2027 | 2028 | 2029 | 2030 | 2031 | 2032 | 2033 | 2034 | 2035 | 2036 | 2037 | 2038 | 2039 | 2040 | 2041 | 2042 | 2043 | 2044 | 2045 | 2046 | 2047 | 2048 | 2049 | 2050 | 2051 | 2052 | 2053 | 2054 | 2055 | 2056 | 2057 | 2058 | 2059 | 2060 | 2061 | 2062 | 2063 | 2064 | 2065 | 2066 | 2067
|  | PV Check at Gov DR | 1170192.7282 | 167141.314 | 450960.3276 | 142779.9568 | 170473.0423 | 133806.2706 | 52335.2897 | 52696.5271 | -1170192.7282 |  |  | Net MF Dividends | 0 | -7224.2237 | -27524.6418 | -34218.7567 | -42542.926 | -49347.8133 | -52119.8462 | -55026.846 | -54704.132 | -44289.4612 | -204907.6708 | -498168.6788 | -136163.2778 | -155901.0102 | -99367.2274 | 17774.1554 | 66453.9999 | 130596.5858 | 147458.8804 | 161715.404 | 175935.7492 | 190372.1453 | 205256.7332 | 220637.261 | 236454.9434 | 252007.5602 | 267850.5204 | 284147.9028 | 300897.5726 | 318130.4872 | 334844.0023 | 351365.2661 | 368164.6715 | 385375.8108 | 401111.7631 | 416550.0639 | 510804.3958 | 604567.8608 | 620071.2465 | 635575.5753 | 651196.793 | 667154.1964 | 683291.633 | 699095.8145 | 714924.4492 | 730843.0663 | 747072.4856 | 763624.2674 | 780524.984 | 797704.6983 | 815010.1026 | 832528.7855 | 850420.7476 | 868684.7202 | 887182.1756 | 905809.0662
prior | 85107.854 | 2012 | 174077.6785 | 0 | 0 | 0 | 0 | 0 | 0 | 0 | 0 | 0 | 0 | Net LIL Dividends | 0 | -945.3779 | -2755.3452 | -2755.3452 | -7926.4733 | 6992.1978 | 43281.1947 | 42505.8994 | 41548.1474 | 40590.3953 | 16852.4541 | -3993.4023 | 40472.4845 | -85090.7628 | -61706.9914 | 2019.1883 | 48060.9203 | 47103.1683 | 46145.4163 | 45187.6643 | 44229.9123 | 43272.1602 | 42314.4082 | 41356.6562 | 40398.9042 | 39441.1522 | 38483.4002 | 37525.6482 | 36567.8962 | 35610.1442 | 34652.3922 | 33694.6401 | 32736.8881 | 31779.1361 | 30821.3841 | 29863.6321 | 28905.8801 | 27948.1281 | 26990.3761 | 26032.6241 | 25074.8721 | 24117.1201 | 23159.368 | 22201.616 | 21243.864 | 20286.112 | 19328.36 | 18370.608 | 17412.856 | 16455.104 | 15497.352 | 14539.6 | 13581.8479 | 12624.0959 | 11666.3439 | 7598.6664
|  | 2013 | 489166.7012 | 7224.2237 | 0 | 0 | 0 | 0 | 0 | 0 | -7224.2237 | 0 | -7224.2237 | Total LCP Dividends | 0 | -8169.6015 | -30279.987 | -36974.1019 | -50469.3993 | -42355.6155 | -8838.6514 | -12520.9467 | -13155.9847 | -3699.0658 | -188055.2167 | -502162.0811 | -95690.7933 | -240991.773 | -161074.2188 | 19793.3437 | 114514.9202 | 177699.7541 | 193604.2967 | 206903.0682 | 220165.6615 | 233644.3055 | 247571.1414 | 261993.9172 | 276853.8476 | 291448.7124 | 306333.9206 | 321673.5509 | 337465.4688 | 353740.6314 | 369496.3945 | 385059.9063 | 400901.5596 | 417154.947 | 431933.1472 | 446413.696 | 539710.2759 | 632515.9888 | 647061.6226 | 661608.1994 | 676271.6651 | 691271.3165 | 706451.0011 | 721297.4306 | 736168.3132 | 751129.1783 | 766400.8456 | 781994.8754 | 797937.84 | 814159.8022 | 830507.4545 | 847068.3854 | 864002.5956 | 881308.8162 | 898848.5196 | 913407.7326
|  | 2014 | 161303.9748 | 7224.2237 | 20300.4181 | 0 | 0 | 0 | 0 | 0 | -27524.6418 | 0 | -27524.6418
MF LTA data |  | 2015 | 200582.3933 | 7224.2237 | 20300.4181 | 6694.115 | 0 | 0 | 0 | 0 | -34218.7567 | 0 | -34218.7567 |  |  | -7224.4091 | -25676.5541 | -27364.3591 | -36300.9691 | -47238.2941 | -51002.7591 | -43616.5037 | -47017.0802 | -36371.0761 | -196690.3353 | -445081.1075 | -8516.6628 | -168362.8914 | -195795.8141 | 1428.5152 | 78729.9979 | 142235.5698 | 159465.8879 | 173907.2029 | 187521.484 | 200711.7749 | 213906.3361 | 226453.2174 | 238259.7304 | 248267.83 | 257463.035 | 266644.842 | 275665.6427 | 284230.9126 | 292986.6735 | 301869.547 | 311062.4308 | 320334.6751 | 329783.3983 | 339418.6973 | 424817.0948 | 510031.6197 | 520248.9672 | 530668.0157 | 564938.062 | 656465.7754 | 694717.7718 | 710476.2211 | 726346.5021 | 742464.3738 | 758937.4868 | 775758.3297 | 792977.0276 | 810076.5057 | 827454.0725 | 845234.186 | 863418.8189 | 881755.6316 | 900286.9947 | 919106.948
as per MHIONEAug1 |  | 2016 | 163973.187 | 7224.2237 | 20300.4181 | 6694.115 | 8324.1693 | 0 | 0 | 0 | -42542.926 | 0 | -42542.926 |  |  | -945.3779 | -2755.3452 | -2755.3452 | -7926.4733 | 6992.1978 | 43281.1947 | 42505.8994 | 41548.1474 | 40590.3953 | 16852.4541 | -3993.4023 | 40472.4845 | -85090.7628 | -61706.9914 | 2019.1883 | 48060.9203 | 47103.1683 | 46145.4163 | 45187.6643 | 44229.9123 | 43272.1602 | 42314.4082 | 41356.6562 | 40398.9042 | 39441.1522 | 38483.4002 | 37525.6482 | 36567.8962 | 35610.1442 | 34652.3922 | 33694.6401 | 32736.8881 | 31779.1361 | 30821.3841 | 29863.6321 | 28905.8801 | 27948.1281 | 26990.3761 | 26032.6241 | 25074.8721 | 24117.1201 | 23159.368 | 22201.616 | 21243.864 | 20286.112 | 19328.36 | 18370.608 | 17412.856 | 16455.104 | 15497.352 | 14539.6 | 13581.8479 | 12624.0959 | 11666.3439 | 7598.6664
Step 9 HOA Short Form backup |  | 2017 | 66795.9727 | 7224.2237 | 20300.4181 | 6694.115 | 8324.1693 | 6804.8873 | 0 | 0 | -49347.8133 | 0 | -49347.8133 |  |  | -8169.7869 | -28431.8993 | -30119.7043 | -44227.4423 | -40246.0962 | -7721.5643 | -1110.6043 | -5468.9329 | 4219.3192 | -179837.8812 | -449074.5098 | 31955.8218 | -253453.6542 | -257502.8055 | 3447.7036 | 126790.9182 | 189338.7381 | 205611.3042 | 219094.8672 | 231751.3963 | 243983.9352 | 256220.7443 | 267809.8736 | 278658.6346 | 287708.9822 | 295946.4352 | 304170.4901 | 312233.5389 | 319841.0567 | 327639.0656 | 335564.1872 | 343799.3189 | 352113.8112 | 360604.7824 | 369282.3294 | 453722.9749 | 537979.7478 | 547239.3433 | 556700.6398 | 590012.9341 | 680582.8955 | 717877.1398 | 732677.8371 | 747590.3661 | 762750.4858 | 778265.8468 | 794128.9377 | 810389.8836 | 826531.6097 | 842951.4245 | 859773.7859 | 877000.6669 | 894379.7275 | 911953.3386 | 926705.6144
|  | 2018 | 70048.1895 | 7224.2237 | 20300.4181 | 6694.115 | 8324.1693 | 6804.8873 | 2772.0329 | 0 | -52119.8462 | 0 | -52119.8462
|  | 2019 |  | 7224.2237 | 20300.4181 | 6694.115 | 8324.1693 | 6804.8873 | 2772.0329 | 2906.9999 | -55026.846 | 0 | -55026.846
|  | 2020 |  | 7224.2237 | 20300.4181 | 6694.115 | 8324.1693 | 6804.8873 | 2772.0329 | 2906.9999 | -55026.846 | 322.714 | -54704.132
|  | 2021 |  | 7224.2237 | 20300.4181 | 6694.115 | 8324.1693 | 6804.8873 | 2772.0329 | 2906.9999 | -55026.846 | 10737.3849 | -44289.4612
|  | 2022 |  | 181301.9022 | 20300.4181 | 6694.115 | 8324.1693 | 6804.8873 | 2772.0329 | 2906.9999 | -229104.5245 | 24196.8538 | -204907.6708
|  | 2023 |  |  | 509467.1193 | 6694.115 | 8324.1693 | 6804.8873 | 2772.0329 | 2906.9999 | -536969.3236 | 38800.6448 | -498168.6788
|  | 2024 |  |  |  | 167998.0897 | 8324.1693 | 6804.8873 | 2772.0329 | 2906.9999 | -188806.179 | 52642.9012 | -136163.2778
|  | 2025 |  |  |  |  | 208906.5626 | 6804.8873 | 2772.0329 | 2906.9999 | -221390.4826 | 65489.4724 | -155901.0102
|  | 2026 | [5 empty] | 170778.0743 | 2772.0329 | 2906.9999 | -176457.107 | 77089.8796 | -99367.2274
|  | 2027 | [6 empty] | 69568.0056 | 2906.9999 | -72475.0054 | 90249.1608 | 17774.1554
|  | 2028 | [7 empty] | 72955.1894 | -72955.1894 | 139409.1893 | 66453.9999
|  | 2029 | [9 empty] | 130596.5858 | 130596.5858
|  | 2030 | [9 empty] | 147458.8804 | 147458.8804
|  | 2031 | [9 empty] | 161715.404 | 161715.404
|  | 2032 | [9 empty] | 175935.7492 | 175935.7492
|  | 2033 | [9 empty] | 190372.1453 | 190372.1453
|  | 2034 | [9 empty] | 205256.7332 | 205256.7332
|  | 2035 | [9 empty] | 220637.261 | 220637.261
|  | 2036 | [9 empty] | 236454.9434 | 236454.9434
|  | 2037 | [9 empty] | 252007.5602 | 252007.5602
|  | 2038 | [9 empty] | 267850.5204 | 267850.5204
|  | 2039 | [9 empty] | 284147.9028 | 284147.9028
|  | 2040 | [9 empty] | 300897.5726 | 300897.5726
|  | 2041 | [9 empty] | 318130.4872 | 318130.4872
|  | 2042 | [9 empty] | 334844.0023 | 334844.0023
|  | 2043 | [9 empty] | 351365.2661 | 351365.2661
|  | 2044 | [9 empty] | 368164.6715 | 368164.6715
|  | 2045 | [9 empty] | 385375.8108 | 385375.8108
|  | 2046 | [9 empty] | 401111.7631 | 401111.7631
|  | 2047 | [9 empty] | 416550.0639 | 416550.0639
|  | 2048 | [9 empty] | 510804.3958 | 510804.3958
|  | 2049 | [9 empty] | 604567.8608 | 604567.8608
|  | 2050 | [9 empty] | 620071.2465 | 620071.2465
|  | 2051 | [9 empty] | 635575.5753 | 635575.5753
|  | 2052 | [9 empty] | 651196.793 | 651196.793
|  | 2053 | [9 empty] | 667154.1964 | 667154.1964
|  | 2054 | [9 empty] | 683291.633 | 683291.633
|  | 2055 | [9 empty] | 699095.8145 | 699095.8145
|  | 2056 | [9 empty] | 714924.4492 | 714924.4492
|  | 2057 | [9 empty] | 730843.0663 | 730843.0663
|  | 2058 | [9 empty] | 747072.4856 | 747072.4856
|  | 2059 | [9 empty] | 763624.2674 | 763624.2674
|  | 2060 | [9 empty] | 780524.984 | 780524.984
|  | 2061 | [9 empty] | 797704.6983 | 797704.6983
|  | 2062 | [9 empty] | 815010.1026 | 815010.1026
|  | 2063 | [9 empty] | 832528.7855 | 832528.7855
|  | 2064 | [9 empty] | 850420.7476 | 850420.7476
|  | 2065 | [9 empty] | 868684.7202 | 868684.7202
|  | 2066 | [9 empty] | 887182.1756 | 887182.1756
|  | 2067 | [9 empty] | 905809.0662 | 905809.0662
Note on B1: Goudie, Steve: Conf Brd updateJune 20-12 Gov of Can plus 90 bps 2012 to 2018
Note on M4: Nalcor: MF dividends before any valuation of MF surplus energy to NLH requirements on the Island. 6538 case provisonal series subject to final calibration by PWC
Note on D6: Goudie, Steve: excludes prior
Note on E16: Goudie, Steve: last year interest put repayment of bond

## DG3LILDividendsHOA
Bond | 4.15% |  | As Per Dept of Finance Methodology Used for LCP-Smelter Cost Benefit
term | 10
000s | [10 empty] | Total Bond
|  |  | Equity Flow | Bond 1 | Bond 2 | Bond 3 | Bond 4 | Bond 5 | Bond 6 | Bond 7 | Activity | LIL Dividends | Net LIL Dividends
|  | PV Check at Gov DR | 469312.4697 | 42030.994 | 82597.5096 | 0 | 166143.3274 | 126647.0752 | 51893.5635 | 0 | -469312.4697
prior | 75931.788 | 2012 | 43775.2802 | 0 | 0 | 0 | 0 | 0 | 0 | 0 | 0 | 0 | 0
|  | 2013 | 89595.3564 | 1816.6741 | 0 | 0 | 0 | 0 | 0 | 0 | -1816.6741 | 0 | -1816.6741
|  | 2014 | 0 | 1816.6741 | 3718.2073 | 0 | 0 | 0 | 0 | 0 | -5534.8814 | 0 | -5534.8814
MF LTA data |  | 2015 | 195487.954 | 1816.6741 | 3718.2073 | 0 | 0 | 0 | 0 | 0 | -5534.8814 | 0 | -5534.8814
as per MHIONEAug1 |  | 2016 | 155199.9354 | 1816.6741 | 3718.2073 | 0 | 8112.7501 | 0 | 0 | 0 | -13647.6315 | 0 | -13647.6315
|  | 2017 | 66232.1938 | 1816.6741 | 3718.2073 | 0 | 8112.7501 | 6440.7973 | 0 | 0 | -20088.4288 | 28193.4903 | 8105.0614 | 28.1935 | 83.9659 | 82.8327 | 81.433 | 80.0334 | 78.6337 | 77.2341 | 75.8344 | 74.4348 | 73.0351 | 71.6355 | 70.2358 | 68.8362 | 67.4365 | 66.0369 | 64.6372 | 63.2376 | 61.8379 | 60.4383 | 59.0386 | 57.639 | 56.2393 | 54.8397 | 53.44 | 52.0404 | 50.6407 | 49.2411 | 47.8414 | 46.4418 | 45.0421 | 43.6425 | 42.2428 | 40.8431 | 39.4435 | 38.0438 | 36.6442 | 35.2445 | 33.8449 | 32.4452 | 31.0456 | 29.6459 | 28.2463 | 26.8466 | 25.447 | 24.0473 | 22.6477 | 21.248 | 19.8484 | 18.4487 | 17.0491 | 11.1046
|  | 2018 | 0 | 1816.6741 | 3718.2073 | 0 | 8112.7501 | 6440.7973 | 2748.636 | 0 | -22837.0649 | 83965.8649 | 61128.8001
|  | 2019 |  | 1816.6741 | 3718.2073 | 0 | 8112.7501 | 6440.7973 | 2748.636 | 0 | -22837.0649 | 82832.6648 | 59995.5999
|  | 2020 |  | 1816.6741 | 3718.2073 | 0 | 8112.7501 | 6440.7973 | 2748.636 | 0 | -22837.0649 | 81433.0143 | 58595.9494
|  | 2021 |  | 1816.6741 | 3718.2073 | 0 | 8112.7501 | 6440.7973 | 2748.636 | 0 | -22837.0649 | 80033.3638 | 57196.2989
|  | 2022 |  | 45591.9543 | 3718.2073 | 0 | 8112.7501 | 6440.7973 | 2748.636 | 0 | -66612.3451 | 78633.7133 | 12021.3682
|  | 2023 |  |  | 93313.5637 | 0 | 8112.7501 | 6440.7973 | 2748.636 | 0 | -110615.7472 | 77234.0628 | -33381.6844
|  | 2024 |  |  |  | 0 | 8112.7501 | 6440.7973 | 2748.636 | 0 | -17302.1835 | 75834.4122 | 58532.2288
|  | 2025 |  | Bond 4: 203600.7041; Bond 5: 6440.7973; Bond 6: 2748.636; Bond 7: 0 | -212790.1374 | 74434.7617 | -138355.3757
|  | 2026 |  | Bond 5: 161640.7327; Bond 6: 2748.636; Bond 7: 0 | -164389.3687 | 73035.1112 | -91354.2575
|  | 2027 |  | Bond 6: 68980.8298; Bond 7: 0 | -68980.8298 | 71635.4607 | 2654.6309
|  | 2028 |  | Bond 7: 0 | 0 | 70235.8102 | 70235.8102
|  | 2029 | [9 empty] | 68836.1597 | 68836.1597
|  | 2030 | [9 empty] | 67436.5091 | 67436.5091
|  | 2031 | [9 empty] | 66036.8586 | 66036.8586
|  | 2032 | [9 empty] | 64637.2081 | 64637.2081
|  | 2033 | [9 empty] | 63237.5576 | 63237.5576
|  | 2034 | [9 empty] | 61837.9071 | 61837.9071
|  | 2035 | [9 empty] | 60438.2566 | 60438.2566
|  | 2036 | [9 empty] | 59038.6061 | 59038.6061
|  | 2037 | [9 empty] | 57638.9555 | 57638.9555
|  | 2038 | [9 empty] | 56239.305 | 56239.305
|  | 2039 | [9 empty] | 54839.6545 | 54839.6545
|  | 2040 | [9 empty] | 53440.004 | 53440.004
|  | 2041 | [9 empty] | 52040.3535 | 52040.3535
|  | 2042 | [9 empty] | 50640.703 | 50640.703
|  | 2043 | [9 empty] | 49241.0524 | 49241.0524
|  | 2044 | [9 empty] | 47841.4019 | 47841.4019
|  | 2045 | [9 empty] | 46441.7514 | 46441.7514
|  | 2046 | [9 empty] | 45042.1009 | 45042.1009
|  | 2047 | [9 empty] | 43642.4504 | 43642.4504
|  | 2048 | [9 empty] | 42242.7999 | 42242.7999
|  | 2049 | [9 empty] | 40843.1494 | 40843.1494
|  | 2050 | [9 empty] | 39443.4988 | 39443.4988
|  | 2051 | [9 empty] | 38043.8483 | 38043.8483
|  | 2052 | [9 empty] | 36644.1978 | 36644.1978
|  | 2053 | [9 empty] | 35244.5473 | 35244.5473
|  | 2054 | [9 empty] | 33844.8968 | 33844.8968
|  | 2055 | [9 empty] | 32445.2463 | 32445.2463
|  | 2056 | [9 empty] | 31045.5957 | 31045.5957
|  | 2057 | [9 empty] | 29645.9452 | 29645.9452
|  | 2058 | [9 empty] | 28246.2947 | 28246.2947
|  | 2059 | [9 empty] | 26846.6442 | 26846.6442
|  | 2060 | [9 empty] | 25446.9937 | 25446.9937
|  | 2061 | [9 empty] | 24047.3432 | 24047.3432
|  | 2062 | [9 empty] | 22647.6927 | 22647.6927
|  | 2063 | [9 empty] | 21248.0421 | 21248.0421
|  | 2064 | [9 empty] | 19848.3916 | 19848.3916
|  | 2065 | [9 empty] | 18448.7411 | 18448.7411
|  | 2066 | [9 empty] | 17049.0906 | 17049.0906
|  | 2067 | [9 empty] | 11104.6029 | 11104.6029
Note on D6: Goudie, Steve: excludes prior
Note on E16: Goudie, Steve: last year interest put repayment of bond

## DG3Regulated Dividends
Regulated NLHYdro Dividends (000s) excluding LCP ( MF and LIL)
| 2012 | 2013 | 2014 | 2015 | 2016 | 2017 | 2018 | 2019 | 2020 | 2021 | 2022 | 2023 | 2024 | 2025 | 2026 | 2027 | 2028 | 2029 | 2030 | 2031 | 2032 | 2033 | 2034 | 2035 | 2036 | 2037 | 2038 | 2039 | 2040 | 2041 | 2042 | 2043 | 2044 | 2045 | 2046 | 2047 | 2048 | 2049 | 2050 | 2051 | 2052 | 2053 | 2054 | 2055 | 2056 | 2057 | 2058 | 2059 | 2060 | 2061 | 2062 | 2063 | 2064 | 2065 | 2066 | 2067
Infeed | 0 | 0 | 0 | 0 | 0 | 0 | 0 | 24793.1818 | 44967.1269 | 42093.0849 | 39106.3397 | 50573.4477 | 46189.3327 | 43262.8506 | 45551.9713 | 42916.2856 | 44897.9468 | 44556.3171 | 45322.3564 | 44485.8415 | 42498.387 | 29515.9496 | 48439.4175 | 50653.8704 | 42485.5107 | 30835.978 | 55810.2965 | 48829.7471 | 26591.0522 | 39697.4579 | 67551.0513 | 59791.652 | 46977.686 | 76114.5301 | 77685.3341 | 77491.2154 | 77710.7604 | 66722.6544 | 50088.6286 | 83738.136 | 85241.0594 | 85657.3912 | 72514.0239 | 53073.9845 | 89979.2021 | 76408.5735 | 56888.046 | 68673.7745 | 0 | 27556.5876 | 123225.5279 | 128633.7408 | 128157.1478 | 108306.9812 | 79806.4048 | 127313.8841
Isolated | 0 | 0 | 0 | 0 | 0 | 0 | 0 | 0 | 0 | 0 | 0 | 0 | 0 | 0 | 3065.7355 | 101696.1021 | 84050.866 | 58497.2053 | 86443.7578 | 76581.3189 | 36351.1053 | 55295.4667 | 108182.0829 | 93219.9577 | 11119.5021 | 126840.9703 | 157016.4421 | 156476.8219 | 122392.7968 | 89403.1326 | 146609.3675 | 133733.3505 | 159613.0325 | 133325.3127 | 111200.3335 | 145805.9077 | 96349.5693 | 55305.3615 | 59968.0023 | 73437.0756 | 188047.2723 | 177542.8292 | 140910.5889 | 106303.5577 | 104319.7743 | 182959.2732 | 163592.1794 | 199992.7164 | 145076.5997 | 52568.2575 | 0 | 0 | 157483.1087 | 162764.0186 | 941.9548 | 208655.1115
as per MHIONEAug1
These dividends are at AUG10 which is rate analysis consistent with MHIONEAug1
NPV
Infeed | 435825.1717
Isolated | 512336.7608

## DG3InnuPayments
INNU Royalty payments 000s
|  | 2012 | 2013 | 2014 | 2015 | 2016 | 2017 | 2018 | 2019 | 2020 | 2021 | 2022 | 2023 | 2024 | 2025 | 2026 | 2027 | 2028 | 2029 | 2030 | 2031 | 2032 | 2033 | 2034 | 2035 | 2036 | 2037 | 2038 | 2039 | 2040 | 2041 | 2042 | 2043 | 2044 | 2045 | 2046 | 2047 | 2048 | 2049 | 2050 | 2051 | 2052 | 2053 | 2054 | 2055 | 2056 | 2057 | 2058 | 2059 | 2060 | 2061 | 2062 | 2063 | 2064 | 2065 | 2066 | 2067
INNU Royalty payments 000s |  | 0 | 0 | 0 | 0 | 0 | 0 | 5548.006 | 5658.9662 | 5772.1455 | 5887.5884 | 6005.3402 | 6094.9721 | 6094.9721 | 6094.9721 | 6094.9721 | 6094.9721 | 6094.9721 | 6094.9721 | 6094.9721 | 6094.9721 | 6094.9721 | 6094.9721 | 6094.9721 | 6094.9721 | 6094.9721 | 6094.9721 | 6094.9721 | 6094.9721 | 6094.9721 | 6094.9721 | 6094.9721 | 6094.9721 | 6094.9721 | 6094.9721 | 6094.9721 | 6094.9721 | 6094.9721 | 6094.9721 | 6094.9721 | 6094.9721 | 6094.9721 | 6094.9721 | 6094.9721 | 6094.9721 | 6094.9721 | 6094.9721 | 6094.9721 | 6094.9721 | 6094.9721 | 6094.9721 | 6094.9721 | 6094.9721 | 6094.9721 | 6094.9721 | 6094.9721 | 6094.9721
payments during construction are included in capex accounting.

## DG3GHG
GHG Emission Costs DG2 Sensitivity Analysis, % 000s nominal
|  | 2012 | 2013 | 2014 | 2015 | 2016 | 2017 | 2018 | 2019 | 2020 | 2021 | 2022 | 2023 | 2024 | 2025 | 2026 | 2027 | 2028 | 2029 | 2030 | 2031 | 2032 | 2033 | 2034 | 2035 | 2036 | 2037 | 2038 | 2039 | 2040 | 2041 | 2042 | 2043 | 2044 | 2045 | 2046 | 2047 | 2048 | 2049 | 2050 | 2051 | 2052 | 2053 | 2054 | 2055 | 2056 | 2057 | 2058 | 2059 | 2060 | 2061 | 2062 | 2063 | 2064 | 2065 | 2066 | 2067
| Interconnected Island | 0 | 0 | 0 | 0 | 0 | 0 | 7.3685 | 7.9259 | 8.6446 | 7.6032 | 9.5753 | 14.9035 | 18.363 | 23.0299 | 24.7054 | 33.7045 | 52.3637 | 85.5215 | 105.7059 | 125.4996 | 144.5673 | 181.1151 | 205.8305 | 230.5138 | 259.3716 | 301.2804 | 327.9838 | 357.3002 | 399.0922 | 436.9633 | 467.5016 | 500.976 | 542.198 | 589.8549 | 627.7651 | 668.7991 | 709.6325 | 762.164 | 814.6202 | 867.9557 | 918.2736 | 986.6842 | 1053.1876 | 1116.8115 | 1173.741 | 1267.2105 | 1345.6518 | 1426.9082 | 1483.3971 | 1494.9553 | 1584.7168 | 1678.7274 | 1747.1219 | 1879.3748 | 1987.494 | 2101.1749
| Isolated Island | 0 | 0 | 0 | 0 | 0 | 0 | 35042.5184 | 37852.701 | 37954.3117 | 39702.6375 | 41579.7867 | 47703.6148 | 53061.293 | 57125.4054 | 56481.1386 | 59983.5318 | 62812.0644 | 65155.2539 | 66567.3574 | 65854.0437 | 69168.918 | 67728.6882 | 66054.1905 | 68316.6897 | 65654.9192 | 62482.6808 | 65365.8369 | 68336.5742 | 71447.4899 | 74631.3104 | 77937.5263 | 81372.8684 | 84946.0429 | 88657.3779 | 92471.6623 | 96432.9303 | 100519.5895 | 104869.4232 | 109316.6754 | 113762.1484 | 118407.2104 | 123163.6493 | 128001.2317 | 132924.9467 | 138053.4384 | 143222.5251 | 148578.1711 | 154083.1907 | 159780.318 | 164725.2606 | 169820.8326 | 175073.0612 | 180573.2504 | 186118.2326 | 191894.3012 | 197835.742
valuation commences in 2018
as per MHIONEAug1

## DG3WaterPower
Comparison of Water Power Rental Payments
Export cases
$ millions
Calendar Year
Period Start | time axis 2010-01-01 to 2068-01-01
Period End |  | Sum | time axis 2010-01-01 to 2068-12-31
HOA | -161.0455 |  |  | 0 | 0 | 0 | 0 | 0 | 0 | 0 | -4.0659 | -9.4384 | -9.7432 | -10.1646 | -10.6812 | -11.28 | -11.7578 | -12.2418 | -12.6641 | -13.0312 | -13.5347 | -14.1944 | -14.8978 | -15.4318 | -15.9759 | -16.543 | -17.1081 | -17.661 | -18.2092 | -18.7721 | -19.3266 | -19.8976 | -20.5162 | -21.1404 | -21.7818 | -22.3826 | -22.9758 | -23.5833 | -24.2047 | -24.7777 | -25.3815 | -25.9779 | -26.5708 | -27.177 | -27.7771 | -28.385 | -29.0053 | -29.6282 | -30.2433 | -30.8648 | -31.4984 | -32.1454 | -32.7998 | -33.4558 | -34.1249 | -34.8074 | -35.5036 | -36.2136 | -36.9379 | -37.6767 | -38.4302 | -39.1988
Emera, optimized spill | -193.2984 |  |  | 0 | 0 | 0 | 0 | 0 | 0 | 0 | -5.2126 | -14.5634 | -14.8547 | -15.1518 | -15.4548 | -15.7639 | -16.0792 | -16.4008 | -16.7288 | -17.0634 | -17.4047 | -17.7528 | -18.1078 | -18.47 | -18.8394 | -19.2162 | -19.6005 | -19.9925 | -20.3923 | -20.8002 | -21.2162 | -21.6405 | -22.0733 | -22.5148 | -22.9651 | -23.4244 | -23.8929 | -24.3707 | -24.8581 | -25.3553 | -25.8624 | -26.3797 | -26.9073 | -27.4454 | -27.9943 | -28.5542 | -29.1253 | -29.7078 | -30.3019 | -30.908 | -31.5261 | -32.1567 | -32.7998 | -33.4558 | -34.1249 | -34.8074 | -35.5036 | -36.2136 | -36.9379 | -37.6767 | -38.4302 | -39.1988
WPR rate $ /Mwh | [5 empty] | 2.62 | 2.6724 | 2.7258 | 2.7804 | 2.836 | 2.8927 | 2.9505 | 3.0096 | 3.0697 | 3.1311 | 3.1938 | 3.2576 | 3.3228 | 3.3892 | 3.457 | 3.5262 | 3.5967 | 3.6686 | 3.742 | 3.8168 | 3.8932 | 3.971 | 4.0505 | 4.1315 | 4.2141 | 4.2984 | 4.3844 | 4.472 | 4.5615 | 4.6527 | 4.7458 | 4.8407 | 4.9375 | 5.0362 | 5.137 | 5.2397 | 5.3445 | 5.4514 | 5.5604 | 5.6716 | 5.7851 | 5.9008 | 6.0188 | 6.1392 | 6.2619 | 6.3872 | 6.5149 | 6.6452 | 6.7781 | 6.9137 | 7.052 | 7.193 | 7.3369 | 7.4836 | 7.6333 | 7.7859 | 7.9417
max WPR under Emera since there are no exportes in the optimized new run by Tom
From Oct 23 2012 email from Carla Russell

## 100 MW ISL Spill
Revenue & Tariff Model | RevModel.Gen5 BigBenefit v3 addenergy100 MLresidMIXref | [23 empty] | back to 2012 | 149.6838 | [5 empty] | back to 2012 | 449.9776 |  |  |  | 10.8821 | 6.823 | 0 | 28.0753 | 0.63743 | 0 | 0 | 46.4179 | [13 empty] | 35550 | 201075.8198 |  |  | 78.89% | of production sold |  |  | 91.68% | ex Emera | [9 empty] | 0 | 254872.1137 | 254872.1137
Output Sheet (Calendar Year) | 7% |  | 189.6468 | 165.2129 | [18 empty] | 94.219 | 5.3895 |  | 196.205 |  |  |  |  | 650.6732 | net of tariffs | 589.8288 |  |  |  | 14.2643 | 8.9435 | 0 | 36.801 | 0.83554 |  |  | 60.8444 | [13 empty] | 12189.4765 | 39868.169 | 7% | or | 64.44% | of production sold |  |  | 80.25% | ex Emera | [9 empty] | 0 | 61869.2392 | 61869.2392
| Energy Revenues - Contract/Peak/Capacity Markets | [9 empty] | Capacity Revenues - Contract/Peak/Capacity Markets | [9 empty] | Energy Revenues - Off peak/energy markets | [12 empty] | Tariffs By System | [11 empty] | Ave Monthly Gen Cap Used By Capacity-Backed Market (MW, As Seen at Bus) | [11 empty] | Energy Dispatched By Market (GWh, As Seen at Bus) | [22 empty] | Energy Dispatched By Market (GWh, In Market) | [21 empty] | Tariffs By Market ($ '000,000)
Calendar Year | Emera Block A (Capacity-Backed Mkt) | Island Load (Capacity-Backed Mkt) | NYISO via HQ (Capacity-Backed Mkt) | NEISO via Bayside (Capacity-Backed Mkt) | CapBkMkt Spare | CapBkMkt Spare | CapBkMkt Spare | CapBkMkt Spare | CapBkMkt Spare | CapBkMkt Spare | Emera Block A (Capacity-Backed Mkt) | Island Load (Capacity-Backed Mkt) | NYISO via HQ (Capacity-Backed Mkt) | NEISO via Bayside (Capacity-Backed Mkt) | CapBkMkt Spare | CapBkMkt Spare | CapBkMkt Spare | CapBkMkt Spare | CapBkMkt Spare | CapBkMkt Spare | EnMkt Spare | EnMkt Spare | NYISO via HQ (Energy Mkt) | NEISO via Bayside (Energy Mkt) | NS Residual Sales | Maritime Link netback residual | EnMkt Spare | EnMkt Spare | EnMkt Spare | Spill (Non-Firm) Market | Total |  | Calendar Year | Island Link | Island Grid | Maritime Link | NS Grid | NB Bayside Grid | Labrador Grid | HQ Grid | MEPCO | Spare Txn Grid | Spare Txn Grid | Total | Calendar Year | Emera Block A (Capacity-Backed Mkt) | Island Load (Capacity-Backed Mkt) | NYISO via HQ (Capacity-Backed Mkt) | NEISO via Bayside (Capacity-Backed Mkt) | CapBkMkt Spare | CapBkMkt Spare | CapBkMkt Spare | CapBkMkt Spare | CapBkMkt Spare | CapBkMkt Spare | Total | Calendar Year | Emera Block A (Capacity-Backed Mkt) | Island Load (Capacity-Backed Mkt) | NYISO via HQ (Capacity-Backed Mkt) | NEISO via Bayside (Capacity-Backed Mkt) | CapBkMkt Spare | CapBkMkt Spare | CapBkMkt Spare | CapBkMkt Spare | CapBkMkt Spare | CapBkMkt Spare | EnMkt Spare | EnMkt Spare | NYISO via HQ (Energy Mkt) | NEISO via Bayside (Energy Mkt) | NS Residual Sales | Maritime Link netback residual | EnMkt Spare | EnMkt Spare | EnMkt Spare | Spill (Non-Firm) Market | Total | Volume for water lease | Calendar Year | Emera Block A (Capacity-Backed Mkt) | Island Load (Capacity-Backed Mkt) | NYISO via HQ (Capacity-Backed Mkt) | NEISO via Bayside (Capacity-Backed Mkt) | CapBkMkt Spare | CapBkMkt Spare | CapBkMkt Spare | CapBkMkt Spare | CapBkMkt Spare | CapBkMkt Spare | EnMkt Spare | EnMkt Spare | NYISO via HQ (Energy Mkt) | NEISO via Bayside (Energy Mkt) | NS Residual Sales | Maritime Link netback residual | EnMkt Spare | EnMkt Spare | EnMkt Spare | Spill (Non-Firm) Market | Total | Calendar Year | Emera Block A (Capacity-Backed Mkt) | Island Load (Capacity-Backed Mkt) | NYISO via HQ (Capacity-Backed Mkt) | NEISO via Bayside (Capacity-Backed Mkt) | CapBkMkt Spare | CapBkMkt Spare | CapBkMkt Spare | CapBkMkt Spare | CapBkMkt Spare | CapBkMkt Spare | EnMkt Spare | EnMkt Spare | NYISO via HQ (Energy Mkt) | NEISO via Bayside (Energy Mkt) | NS Residual Sales | Maritime Link netback residual | EnMkt Spare | EnMkt Spare | EnMkt Spare | Spill (Non-Firm) Market | Total | Export revenues | Tariffs | Export net revenues
2016 | 0 | 0 | 0 | 0 | 0 | 0 | 0 | 0 | 0 | 0 | 0 | 0 | 0 | 0 | 0 | 0 | 0 | 0 | 0 | 0 | 0 | 0 | 0 | 0 | 0 | 0 | 0 | 0 | 0 | 0 | 0 |  | 2016 | 0 | 0 | 0 | 0 | 0 | 0 | 0 | 0 | 0 | 0 | 0 | 2016 | 0 | 0 | 0 | 0 | 0 | 0 | 0 | 0 | 0 | 0 | 0 | 2016 | 0 | 0 | 0 | 0 | 0 | 0 | 0 | 0 | 0 | 0 | 0 | 0 | 0 | 0 | 0 | 0 | 0 | 0 | 0 | 0 | 0 |  | 2016 | 0 | 0 | 0 | 0 | 0 | 0 | 0 | 0 | 0 | 0 | 0 | 0 | 0 | 0 | 0 | 0 | 0 | 0 | 0 | 0 | 0 | 2016 | 0 | 0 | 0 | 0 | 0 | 0 | 0 | 0 | 0 | 0 |  |  | 0 | [6 empty] | 0 | 0 | 0 | 0 | 0 | 2016 | 0
2017 | 0 | 0 | 5827966.7061 | 1349349.2478 | 0 | 0 | 0 | 0 | 0 | 0 | 0 | 0 | 0 | 0 | 0 | 0 | 0 | 0 | 0 | 0 | 0 | 0 | 5287053.6304 | 1298780.1851 | 0 | 4360865.3907 | 0 | 0 | 0 | 0 | 18124015.1601 |  | 2017 | 0 | 0 | 0 | 380707.6518 | 238699.1834 | 0 | 2048519.8434 | 22300.2828 | 0 | 0 | 2690226.9613 | 2017 | 41.9521 | 144.3033 | 35.9092 | 8.0009 | 0 | 0 | 0 | 0 | 0 | 0 | 230.1654 | 2017 | 310.0274 | 1042.0715 | 108.2412 | 32.2595 | 0 | 0 | 0 | 0 | 0 | 0 | 0 | 0 | 126.9589 | 39.1722 | 0 | 143.2693 | 0 | 0 | 0 | 0 | 1802 |  | 2017 | 279.4647 | 979.9119 | 100.6425 | 27.389 | 0 | 0 | 0 | 0 | 0 | 0 | 0 | 0 | 118.0462 | 33.258 | 0 | 143.2693 | 0 | 0 | 0 | 0 | 1681.9817 | 2017 | 0 | 0 | 0.94275 | 0.2898 | 0 | 0 | 0 | 0 | 0 | 0 |  |  | 1.1058 | [6 empty] | 0 | 2.3383 | 18124015.1601 | 2690226.9613 | 15433788.1988 | 2017 | 15.4338
2018 | 0 | 0 | 20988391.4528 | 23054195.0383 | 0 | 0 | 0 | 0 | 0 | 0 | 0 | 0 | 0 | 0 | 0 | 0 | 0 | 0 | 0 | 0 | 0 | 0 | 14328012.0473 | 1209861.688 | 0 | 19929344.6901 | 0 | 0 | 0 | 0 | 79509804.9166 |  | 2018 | 0 | 0 | 0 | 2552393.6222 | 1600320.5358 | 0 | 5830075.2273 | 149508.6826 | 0 | 0 | 10132298.0679 | 2018 | 167.8082 | 323.741 | 87.5349 | 137.1965 | 0 | 0 | 0 | 0 | 0 | 0 | 716.2806 | 2018 | 1230 | 2207.3479 | 358.7142 | 442.44 | 0 | 0 | 0 | 0 | 0 | 0 | 0 | 0 | 304.0363 | 31.721 | 0 | 461.5887 | 0 | 0 | 0 | 0 | 5035.8481 | 5035.8481 | 2018 | 1108.746 | 2075.6796 | 333.532 | 375.6405 | 0 | 0 | 0 | 0 | 0 | 0 | 0 | 0 | 282.6926 | 26.9318 | 0 | 461.5887 | 0 | 0 | 0 | 0 | 4664.8111 | 2018 | 0 | 0 | 3.1555 | 4.0144 | 0 | 0 | 0 | 0 | 0 | 0 |  |  | 2.6745 | [6 empty] | 0 | 9.8445 | 79509804.9166 | 10132298.0679 | 69377506.8487 | 2018 | 69.3775
2019 | 0 | 0 | 22691283.5878 | 24424345.3227 | 0 | 0 | 0 | 0 | 0 | 0 | 0 | 0 | 0 | 0 | 0 | 0 | 0 | 0 | 0 | 0 | 0 | 0 | 15596273.5876 | 1035728.5245 | 0 | 21379310.2407 | 0 | 0 | 0 | 0 | 85126941.2633 |  | 2019 | 0 | 0 | 0 | 2457490.5749 | 1540817.4505 | 0 | 5857796.2484 | 143949.6538 | 0 | 0 | 10000053.9276 | 2019 | 167.8082 | 327.7696 | 86.8838 | 136.0696 | 0 | 0 | 0 | 0 | 0 | 0 | 718.5312 | 2019 | 1230 | 2245.0462 | 355.4711 | 427.5606 | 0 | 0 | 0 | 0 | 0 | 0 | 0 | 0 | 303.8375 | 24.4501 | 0 | 447.2617 | 0 | 0 | 0 | 0 | 5033.6272 | 5033.6272 | 2019 | 1108.746 | 2111.1292 | 330.5166 | 363.0075 | 0 | 0 | 0 | 0 | 0 | 0 | 0 | 0 | 282.5077 | 20.7587 | 0 | 447.2617 | 0 | 0 | 0 | 0 | 4663.9274 | 2019 | 0 | 0 | 3.1583 | 3.9182 | 0 | 0 | 0 | 0 | 0 | 0 |  |  | 2.6995 | [6 empty] | 0 | 9.776 | 85126941.2633 | 10000053.9276 | 75126887.3357 | 2019 | 75.1269
2020 | 0 | 0 | 24176440.5025 | 25278141.6809 | 0 | 0 | 0 | 0 | 0 | 0 | 0 | 0 | 0 | 0 | 0 | 0 | 0 | 0 | 0 | 0 | 0 | 0 | 16277649.0771 | 812801.6214 | 0 | 22360711.7327 | 0 | 0 | 0 | 0 | 88905744.6146 |  | 2020 | 0 | 0 | 0 | 2323046.1023 | 1456522.3604 | 0 | 5721966.5282 | 136074.4516 | 0 | 0 | 9637609.4424 | 2020 | 167.8082 | 335.6155 | 85.3187 | 133.9786 | 0 | 0 | 0 | 0 | 0 | 0 | 722.721 | 2020 | 1230 | 2316.1157 | 347.6994 | 405.7043 | 0 | 0 | 0 | 0 | 0 | 0 | 0 | 0 | 289.9448 | 17.3473 | 0 | 422.5676 | 0 | 0 | 0 | 0 | 5029.3791 | 5029.3791 | 2020 | 1108.746 | 2177.9594 | 323.2905 | 344.4511 | 0 | 0 | 0 | 0 | 0 | 0 | 0 | 0 | 269.5903 | 14.7282 | 0 | 422.5676 | 0 | 0 | 0 | 0 | 4661.3331 | 2020 | 0 | 0 | 3.1201 | 3.7551 | 0 | 0 | 0 | 0 | 0 | 0 |  |  | 2.6018 | [6 empty] | 0 | 9.477 | 88905744.6146 | 9637609.4424 | 79268135.1722 | 2020 | 79.2681
2021 | 0 | 0 | 24355393.7765 | 23750605.9927 | 0 | 0 | 0 | 0 | 0 | 0 | 0 | 0 | 0 | 0 | 0 | 0 | 0 | 0 | 0 | 0 | 0 | 0 | 15197731.2149 | 550337.9701 | 0 | 22644139.4036 | 0 | 0 | 0 | 0 | 86498208.3578 |  | 2021 | 0 | 0 | 0 | 2086940.1512 | 1308486.7287 | 0 | 5402804.3888 | 122244.3396 | 0 | 0 | 8920475.6083 | 2021 | 167.8082 | 348.7296 | 81.3011 | 130.949 | 0 | 0 | 0 | 0 | 0 | 0 | 728.788 | 2021 | 1230 | 2419.4028 | 337.0037 | 365.169 | 0 | 0 | 0 | 0 | 0 | 0 | 0 | 0 | 259.1126 | 11.1222 | 0 | 401.8079 | 0 | 0 | 0 | 0 | 5023.6182 | 5023.6182 | 2021 | 1108.746 | 2275.0854 | 313.3456 | 310.0359 | 0 | 0 | 0 | 0 | 0 | 0 | 0 | 0 | 240.9226 | 9.443 | 0 | 401.8079 | 0 | 0 | 0 | 0 | 4659.3863 | 2021 | 0 | 0 | 3.0544 | 3.4137 | 0 | 0 | 0 | 0 | 0 | 0 |  |  | 2.3484 | [6 empty] | 0 | 8.8165 | 86498208.3578 | 8920475.6083 | 77577732.7496 | 2021 | 77.5777
2022 | 0 | 0 | 23100332.7025 | 20802363.2811 | 0 | 0 | 0 | 0 | 0 | 0 | 0 | 0 | 0 | 0 | 0 | 0 | 0 | 0 | 0 | 0 | 0 | 0 | 14204585.7264 | 995619.2887 | 0 | 25548357.7543 | 0 | 0 | 0 | 0 | 84651258.7531 |  | 2022 | 0 | 0 | 0 | 1823438.7237 | 1143274.4581 | 0 | 4941095.7798 | 106809.5136 | 0 | 0 | 8014618.4753 | 2022 | 167.8082 | 366.1729 | 74.7052 | 126.9169 | 0 | 0 | 0 | 0 | 0 | 0 | 735.6032 | 2022 | 1166.9863 | 2557.4553 | 307.2803 | 305.8436 | 0 | 0 | 0 | 0 | 0 | 0 | 0 | 0 | 232.4958 | 19.6811 | 0 | 426.9334 | 0 | 0 | 0 | 0 | 5016.6757 | 5016.6757 | 2022 | 1051.9442 | 2404.9031 | 285.7088 | 259.6674 | 0 | 0 | 0 | 0 | 0 | 0 | 0 | 0 | 216.1743 | 16.7096 | 0 | 426.9334 | 0 | 0 | 0 | 0 | 4662.0408 | 2022 | 0 | 0 | 2.8128 | 2.8877 | 0 | 0 | 0 | 0 | 0 | 0 |  |  | 2.1283 | [6 empty] | 0 | 7.8288 | 84651258.7531 | 8014618.4753 | 76636640.2778 | 2022 | 76.6366
2023 | 0 | 0 | 21306545.001 | 24453719.5832 | 0 | 0 | 0 | 0 | 0 | 0 | 0 | 0 | 0 | 0 | 0 | 0 | 0 | 0 | 0 | 0 | 0 | 0 | 13206163.0355 | 669597.1065 | 0 | 31321738.5269 | 0 | 0 | 0 | 0 | 90957763.2531 |  | 2023 | 0 | 0 | 0 | 2005951.574 | 1257707.8511 | 0 | 4428382.788 | 117500.363 | 0 | 0 | 7809542.5761 | 2023 | 167.8082 | 383.783 | 65.7707 | 124.5213 | 0 | 0 | 0 | 0 | 0 | 0 | 741.8833 | 2023 | 980 | 2694.8918 | 270.985 | 342.0896 | 0 | 0 | 0 | 0 | 0 | 0 | 0 | 0 | 207.9914 | 12.4721 | 0 | 503.7889 | 0 | 0 | 0 | 0 | 5012.2188 | 5012.2188 | 2023 | 883.3911 | 2534.1415 | 251.9615 | 290.441 | 0 | 0 | 0 | 0 | 0 | 0 | 0 | 0 | 193.3902 | 10.589 | 0 | 503.7889 | 0 | 0 | 0 | 0 | 4667.7032 | 2023 | 0 | 0 | 2.5054 | 3.2622 | 0 | 0 | 0 | 0 | 0 | 0 |  |  | 1.923 | [6 empty] | 0 | 7.6906 | 90957763.2531 | 7809542.5761 | 83148220.677 | 2023 | 83.1482
2024 | 0 | 0 | 20631681.7629 | 22835900.7913 | 0 | 0 | 0 | 0 | 0 | 0 | 0 | 0 | 0 | 0 | 0 | 0 | 0 | 0 | 0 | 0 | 0 | 0 | 12125936.5296 | 466490.1954 | 0 | 30898872.9753 | 0 | 0 | 0 | 0 | 86958882.2545 |  | 2024 | 0 | 0 | 0 | 1800846.138 | 1129109.1748 | 0 | 4024687.1535 | 105486.1332 | 0 | 0 | 7060128.5996 | 2024 | 167.8082 | 395.614 | 61.3691 | 122.3804 | 0 | 0 | 0 | 0 | 0 | 0 | 747.1717 | 2024 | 980 | 2809.9141 | 250.8586 | 306.9793 | 0 | 0 | 0 | 0 | 0 | 0 | 0 | 0 | 180.1439 | 8.1774 | 0 | 471.8331 | 0 | 0 | 0 | 0 | 5007.9064 | 5007.9064 | 2024 | 883.3911 | 2642.3027 | 233.248 | 260.6316 | 0 | 0 | 0 | 0 | 0 | 0 | 0 | 0 | 167.4975 | 6.9428 | 0 | 471.8331 | 0 | 0 | 0 | 0 | 4665.8469 | 2024 | 0 | 0 | 2.3425 | 2.9567 | 0 | 0 | 0 | 0 | 0 | 0 |  |  | 1.6822 | [6 empty] | 0 | 6.9814 | 86958882.2545 | 7060128.5996 | 79898753.6549 | 2024 | 79.8988
2025 | 0 | 0 | 20705659.6661 | 21547232.744 | 0 | 0 | 0 | 0 | 0 | 0 | 0 | 0 | 0 | 0 | 0 | 0 | 0 | 0 | 0 | 0 | 0 | 0 | 11037695.096 | 357408.4497 | 0 | 30131465.2112 | 0 | 0 | 0 | 0 | 83779461.1669 |  | 2025 | 0 | 0 | 0 | 1638254.2753 | 1027166.0048 | 0 | 3727975.2286 | 95962.173 | 0 | 0 | 6489357.6817 | 2025 | 167.8082 | 404.5002 | 58.675 | 120.0173 | 0 | 0 | 0 | 0 | 0 | 0 | 751.0008 | 2025 | 980 | 2908.5453 | 240.3505 | 277.9673 | 0 | 0 | 0 | 0 | 0 | 0 | 0 | 0 | 154.9244 | 5.8964 | 0 | 437.208 | 0 | 0 | 0 | 0 | 5004.892 | 5004.892 | 2025 | 883.3911 | 2735.0506 | 223.4776 | 235.9999 | 0 | 0 | 0 | 0 | 0 | 0 | 0 | 0 | 144.0485 | 5.0062 | 0 | 437.208 | 0 | 0 | 0 | 0 | 4664.1819 | 2025 | 0 | 0 | 2.2668 | 2.704 | 0 | 0 | 0 | 0 | 0 | 0 |  |  | 1.4611 | [6 empty] | 0 | 6.432 | 83779461.1669 | 6489357.6817 | 77290103.4852 | 2025 | 77.2901
2026 | 0 | 0 | 20604063.8998 | 20082185.6028 | 0 | 0 | 0 | 0 | 0 | 0 | 0 | 0 | 0 | 0 | 0 | 0 | 0 | 0 | 0 | 0 | 0 | 0 | 10073040.8769 | 181002.4253 | 0 | 29316873.6599 | 0 | 0 | 0 | 0 | 80257166.4648 |  | 2026 | 0 | 0 | 0 | 1476834.689 | 925957.8383 | 0 | 3510231.1363 | 86506.88 | 0 | 0 | 5999530.5436 | 2026 | 167.8082 | 411.4978 | 56.5767 | 117.8702 | 0 | 0 | 0 | 0 | 0 | 0 | 753.7529 | 2026 | 980 | 2986.1935 | 231.4942 | 250.4629 | 0 | 0 | 0 | 0 | 0 | 0 | 0 | 0 | 137.0084 | 2.8977 | 0 | 414.9404 | 0 | 0 | 0 | 0 | 5002.9972 | 5002.9972 | 2026 | 883.3911 | 2808.0671 | 215.243 | 212.6481 | 0 | 0 | 0 | 0 | 0 | 0 | 0 | 0 | 127.3903 | 2.4602 | 0 | 414.9404 | 0 | 0 | 0 | 0 | 4664.1402 | 2026 | 0 | 0 | 2.2051 | 2.4608 | 0 | 0 | 0 | 0 | 0 | 0 |  |  | 1.3051 | [6 empty] | 0 | 5.9711 | 80257166.4648 | 5999530.5436 | 74257635.9212 | 2026 | 74.2576
2027 | 0 | 0 | 20403601.3504 | 17340234.579 | 0 | 0 | 0 | 0 | 0 | 0 | 0 | 0 | 0 | 0 | 0 | 0 | 0 | 0 | 0 | 0 | 0 | 0 | 8698546.4323 | 0 | 0 | 27772913.9955 | 0 | 0 | 0 | 0 | 74215296.3572 |  | 2027 | 0 | 0 | 0 | 1226329.8679 | 768894.2858 | 0 | 3236835.2557 | 71833.3416 | 0 | 0 | 5303892.751 | 2027 | 167.8082 | 420.8326 | 53.7372 | 114.3399 | 0 | 0 | 0 | 0 | 0 | 0 | 756.718 | 2027 | 980 | 3089.8027 | 221.5095 | 208.3019 | 0 | 0 | 0 | 0 | 0 | 0 | 0 | 0 | 114.9278 | 0 | 0 | 384.4891 | 0 | 0 | 0 | 0 | 4999.031 | 4999.031 | 2027 | 883.3911 | 2905.496 | 205.9592 | 176.8525 | 0 | 0 | 0 | 0 | 0 | 0 | 0 | 0 | 106.8597 | 0 | 0 | 384.4891 | 0 | 0 | 0 | 0 | 4663.0477 | 2027 | 0 | 0 | 2.1311 | 2.0671 | 0 | 0 | 0 | 0 | 0 | 0 |  |  | 1.1057 | [6 empty] | 0 | 5.3039 | 74215296.3572 | 5303892.751 | 68911403.6062 | 2027 | 68.9114
2028 | 0 | 0 | 18392443.0354 | 15093549.4313 | 0 | 0 | 0 | 0 | 0 | 0 | 0 | 0 | 0 | 0 | 0 | 0 | 0 | 0 | 0 | 0 | 0 | 0 | 5408887.6622 | 0 | 0 | 24541815.4148 | 0 | 0 | 0 | 0 | 63436695.5437 |  | 2028 | 0 | 0 | 0 | 1039423.1217 | 651705.9722 | 0 | 2548780.4048 | 60885.1159 | 0 | 0 | 4300794.6147 | 2028 | 167.8082 | 434.0274 | 47.2388 | 110.5295 | 0 | 0 | 0 | 0 | 0 | 0 | 759.6038 | 2028 | 980 | 3241.5734 | 192.8986 | 174.8062 | 0 | 0 | 0 | 0 | 0 | 0 | 0 | 0 | 69.3992 | 0 | 0 | 334.128 | 0 | 0 | 0 | 0 | 4992.8053 | 4992.8053 | 2028 | 883.3911 | 3048.2135 | 179.3568 | 148.414 | 0 | 0 | 0 | 0 | 0 | 0 | 0 | 0 | 64.5273 | 0 | 0 | 334.128 | 0 | 0 | 0 | 0 | 4658.0307 | 2028 | 0 | 0 | 1.8744 | 1.752 | 0 | 0 | 0 | 0 | 0 | 0 |  |  | 0.67436 | [6 empty] | 0 | 4.3008 | 63436695.5437 | 4300794.6147 | 59135900.929 | 2028 | 59.1359
2029 | 0 | 0 | 15312584.5038 | 9203862.5798 | 0 | 0 | 0 | 0 | 0 | 0 | 0 | 0 | 0 | 0 | 0 | 0 | 0 | 0 | 0 | 0 | 0 | 0 | 3493937.5128 | 0 | 0 | 18852596.4852 | 0 | 0 | 0 | 0 | 46862981.0816 |  | 2029 | 0 | 0 | 0 | 611956.5932 | 383689.5276 | 0 | 1926264.2954 | 35845.8912 | 0 | 0 | 2957756.3075 | 2029 | 167.8082 | 451.0285 | 41.3208 | 102.535 | 0 | 0 | 0 | 0 | 0 | 0 | 762.6925 | 2029 | 980 | 3454.7221 | 153.3233 | 101.8975 | 0 | 0 | 0 | 0 | 0 | 0 | 0 | 0 | 42.948 | 0 | 0 | 253.3306 | 0 | 0 | 0 | 0 | 4986.2215 | 4986.2215 | 2029 | 883.3911 | 3248.6479 | 142.5598 | 86.5131 | 0 | 0 | 0 | 0 | 0 | 0 | 0 | 0 | 39.933 | 0 | 0 | 253.3306 | 0 | 0 | 0 | 0 | 4654.3754 | 2029 | 0 | 0 | 1.5048 | 1.0315 | 0 | 0 | 0 | 0 | 0 | 0 |  |  | 0.4215 | [6 empty] | 0 | 2.9578 | 46862981.0816 | 2957756.3075 | 43905224.7741 | 2029 | 43.9052
2030 | 0 | 0 | 14096968.8188 | 7767022.2022 | 0 | 0 | 0 | 0 | 0 | 0 | 0 | 0 | 0 | 0 | 0 | 0 | 0 | 0 | 0 | 0 | 0 | 0 | 2968538.4777 | 0 | 0 | 15724798.5623 | 0 | 0 | 0 | 0 | 40557328.0611 |  | 2030 | 0 | 0 | 0 | 504588.5431 | 316371.0333 | 0 | 1701526.9735 | 29556.714 | 0 | 0 | 2552043.2639 | 2030 | 167.8082 | 456.4148 | 39.5277 | 99.5962 | 0 | 0 | 0 | 0 | 0 | 0 | 763.347 | 2030 | 980 | 3541.5881 | 136.1811 | 83.1877 | 0 | 0 | 0 | 0 | 0 | 0 | 0 | 0 | 35.4746 | 0 | 0 | 206.1587 | 0 | 0 | 0 | 0 | 4982.5902 | 4982.5902 | 2030 | 883.3911 | 3330.3324 | 126.621 | 70.628 | 0 | 0 | 0 | 0 | 0 | 0 | 0 | 0 | 32.9843 | 0 | 0 | 206.1587 | 0 | 0 | 0 | 0 | 4650.1155 | 2030 | 0 | 0 | 1.3499 | 0.85052 | 0 | 0 | 0 | 0 | 0 | 0 |  |  | 0.35164 | [6 empty] | 0 | 2.552 | 40557328.0611 | 2552043.2639 | 38005284.7972 | 2030 | 38.0053
2031 | 0 | 0 | 12735392.784 | 6450256.1791 | 0 | 0 | 0 | 0 | 0 | 0 | 0 | 0 | 0 | 0 | 0 | 0 | 0 | 0 | 0 | 0 | 0 | 0 | 2247042.3499 | 0 | 0 | 12281699.3176 | 0 | 0 | 0 | 0 | 33714390.6307 |  | 2031 | 0 | 0 | 0 | 419312.2294 | 262903.7958 | 0 | 1459137.9603 | 24561.5796 | 0 | 0 | 2165915.565 | 2031 | 167.8082 | 461.7143 | 37.8623 | 96.6258 | 0 | 0 | 0 | 0 | 0 | 0 | 764.0106 | 2031 | 980 | 3625.8243 | 119.3039 | 68.4444 | 0 | 0 | 0 | 0 | 0 | 0 | 0 | 0 | 26.4413 | 0 | 0 | 159.0254 | 0 | 0 | 0 | 0 | 4979.0394 | 4979.0394 | 2031 | 883.3911 | 3409.5439 | 110.9286 | 58.1107 | 0 | 0 | 0 | 0 | 0 | 0 | 0 | 0 | 24.5851 | 0 | 0 | 159.0254 | 0 | 0 | 0 | 0 | 4645.5848 | 2031 | 0 | 0 | 1.1944 | 0.70678 | 0 | 0 | 0 | 0 | 0 | 0 |  |  | 0.26472 | [6 empty] | 0 | 2.1659 | 33714390.6307 | 2165915.565 | 31548475.0657 | 2031 | 31.5485
2032 | 0 | 0 | 11353246.2329 | 5339992.5102 | 0 | 0 | 0 | 0 | 0 | 0 | 0 | 0 | 0 | 0 | 0 | 0 | 0 | 0 | 0 | 0 | 0 | 0 | 1836633.0801 | 0 | 0 | 9511067.1117 | 0 | 0 | 0 | 0 | 28040938.9348 |  | 2032 | 0 | 0 | 0 | 343759.1838 | 215532.9321 | 0 | 1266778.8101 | 20135.994 | 0 | 0 | 1846206.92 | 2032 | 167.8082 | 466.6017 | 36.3415 | 93.8751 | 0 | 0 | 0 | 0 | 0 | 0 | 764.6265 | 2032 | 980 | 3693.0667 | 103.9827 | 55.5563 | 0 | 0 | 0 | 0 | 0 | 0 | 0 | 0 | 21.2961 | 0 | 0 | 121.4764 | 0 | 0 | 0 | 0 | 4975.3782 | 4975.3782 | 2032 | 883.3911 | 3472.7752 | 96.683 | 47.1684 | 0 | 0 | 0 | 0 | 0 | 0 | 0 | 0 | 19.8011 | 0 | 0 | 121.4764 | 0 | 0 | 0 | 0 | 4641.2952 | 2032 | 0 | 0 | 1.0514 | 0.57943 | 0 | 0 | 0 | 0 | 0 | 0 |  |  | 0.21534 | [6 empty] | 0 | 1.8462 | 28040938.9348 | 1846206.92 | 26194732.0149 | 2032 | 26.1947
2033 | 0 | 0 | 9891722.3398 | 4507636.0809 | 0 | 0 | 0 | 0 | 0 | 0 | 0 | 0 | 0 | 0 | 0 | 0 | 0 | 0 | 0 | 0 | 0 | 0 | 1268180.2869 | 0 | 0 | 6926044.2285 | 0 | 0 | 0 | 0 | 22593582.9361 |  | 2033 | 0 | 0 | 0 | 285299.6956 | 178879.5262 | 0 | 1060906.1596 | 16711.6785 | 0 | 0 | 1541797.0599 | 2033 | 167.8082 | 471.4297 | 34.8446 | 91.1483 | 0 | 0 | 0 | 0 | 0 | 0 | 765.2308 | 2033 | 980 | 3755.1011 | 88.9419 | 45.6519 | 0 | 0 | 0 | 0 | 0 | 0 | 0 | 0 | 14.9382 | 0 | 0 | 87.3483 | 0 | 0 | 0 | 0 | 4971.9814 | 4971.9814 | 2033 | 883.3911 | 3531.1093 | 82.698 | 38.7594 | 0 | 0 | 0 | 0 | 0 | 0 | 0 | 0 | 13.8895 | 0 | 0 | 87.3483 | 0 | 0 | 0 | 0 | 4637.1957 | 2033 | 0 | 0 | 0.90835 | 0.48089 | 0 | 0 | 0 | 0 | 0 | 0 |  |  | 0.15256 | [6 empty] | 0 | 1.5418 | 22593582.9361 | 1541797.0599 | 21051785.8763 | 2033 | 21.0518
2034 | 0 | 0 | 8426987.7789 | 3717866.2921 | 0 | 0 | 0 | 0 | 0 | 0 | 0 | 0 | 0 | 0 | 0 | 0 | 0 | 0 | 0 | 0 | 0 | 0 | 864157.8412 | 0 | 0 | 4237316.5422 | 0 | 0 | 0 | 0 | 17246328.4544 |  | 2034 | 0 | 0 | 0 | 231392.6894 | 145080.4725 | 0 | 876572.5277 | 13554.0286 | 0 | 0 | 1266599.7181 | 2034 | 167.8082 | 476.3041 | 33.329 | 88.4028 | 0 | 0 | 0 | 0 | 0 | 0 | 765.8441 | 2034 | 980 | 3813.9943 | 74.7851 | 36.6594 | 0 | 0 | 0 | 0 | 0 | 0 | 0 | 0 | 10.1959 | 0 | 0 | 53.3515 | 0 | 0 | 0 | 0 | 4968.9862 | 4968.9862 | 2034 | 883.3911 | 3586.4896 | 69.5351 | 31.1246 | 0 | 0 | 0 | 0 | 0 | 0 | 0 | 0 | 9.4801 | 0 | 0 | 53.3515 | 0 | 0 | 0 | 0 | 4633.372 | 2034 | 0 | 0 | 0.7714 | 0.39003 | 0 | 0 | 0 | 0 | 0 | 0 |  |  | 0.10517 | [6 empty] | 0 | 1.2666 | 17246328.4544 | 1266599.7181 | 15979728.7362 | 2034 | 15.9797
2035 | 0 | 0 | 7019548.3069 | 2881247.3249 | 0 | 0 | 0 | 0 | 0 | 0 | 0 | 0 | 0 | 0 | 0 | 0 | 0 | 0 | 0 | 0 | 0 | 0 | 561902.2503 | 0 | 0 | 2455132.8784 | 0 | 0 | 0 | 0 | 12917830.7606 |  | 2035 | 0 | 0 | 0 | 178563.3617 | 111957.1105 | 0 | 702482.6468 | 10459.5047 | 0 | 0 | 1003462.6237 | 2035 | 167.8082 | 481.1811 | 31.8124 | 85.1982 | 0 | 0 | 0 | 0 | 0 | 0 | 766 | 2035 | 980 | 3860.5976 | 60.9295 | 28.0096 | 0 | 0 | 0 | 0 | 0 | 0 | 0 | 0 | 6.4997 | 0 | 0 | 30.2322 | 0 | 0 | 0 | 0 | 4966.2686 | 4966.2686 | 2035 | 883.3911 | 3630.313 | 56.6522 | 23.7807 | 0 | 0 | 0 | 0 | 0 | 0 | 0 | 0 | 6.0434 | 0 | 0 | 30.2322 | 0 | 0 | 0 | 0 | 4630.4126 | 2035 | 0 | 0 | 0.63477 | 0.30098 | 0 | 0 | 0 | 0 | 0 | 0 |  |  | 0.067714 | [6 empty] | 0 | 1.0035 | 12917830.7606 | 1003462.6237 | 11914368.1369 | 2035 | 11.9144
2036 | 0 | 0 | 6165351.9033 | 1740291.3978 | 0 | 0 | 0 | 0 | 0 | 0 | 0 | 0 | 0 | 0 | 0 | 0 | 0 | 0 | 0 | 0 | 0 | 0 | 331457.4814 | 0 | 0 | 1252858.5699 | 0 | 0 | 0 | 0 | 9489959.3524 |  | 2036 | 0 | 0 | 0 | 105374.8265 | 66068.7667 | 0 | 587022.2671 | 6172.4224 | 0 | 0 | 764638.2827 | 2036 | 167.8082 | 486.0493 | 30.2994 | 81.8431 | 0 | 0 | 0 | 0 | 0 | 0 | 766 | 2036 | 980 | 3897.2639 | 52.0297 | 16.3655 | 0 | 0 | 0 | 0 | 0 | 0 | 0 | 0 | 3.7589 | 0 | 0 | 14.1368 | 0 | 0 | 0 | 0 | 4963.5549 | 4963.5549 | 2036 | 883.3911 | 3664.7921 | 48.3772 | 13.8947 | 0 | 0 | 0 | 0 | 0 | 0 | 0 | 0 | 3.495 | 0 | 0 | 14.1368 | 0 | 0 | 0 | 0 | 4628.087 | 2036 | 0 | 0 | 0.54747 | 0.17762 | 0 | 0 | 0 | 0 | 0 | 0 |  |  | 0.039552 | [6 empty] | 0 | 0.76464 | 9489959.3524 | 764638.2827 | 8725321.0697 | 2036 | 8.7253
2037 | 0 | 0 | 5812115.0232 | 883115.2675 | 0 | 0 | 0 | 0 | 0 | 0 | 0 | 0 | 0 | 0 | 0 | 0 | 0 | 0 | 0 | 0 | 0 | 0 | 133465.963 | 0 | 0 | 1159031.6276 | 0 | 0 | 0 | 0 | 7987727.8813 |  | 2037 | 0 | 0 | 0 | 49691.5679 | 31156.0239 | 0 | 525481.639 | 2910.7269 | 0 | 0 | 609239.9577 | 2037 | 167.8082 | 490.3285 | 28.9912 | 78.8721 | 0 | 0 | 0 | 0 | 0 | 0 | 766 | 2037 | 980 | 3911.2791 | 47.9617 | 7.6411 | 0 | 0 | 0 | 0 | 0 | 0 | 0 | 0 | 1.4839 | 0 | 0 | 12.7904 | 0 | 0 | 0 | 0 | 4961.1561 | 4961.1561 | 2037 | 883.3911 | 3677.9713 | 44.5947 | 6.4874 | 0 | 0 | 0 | 0 | 0 | 0 | 0 | 0 | 1.3797 | 0 | 0 | 12.7904 | 0 | 0 | 0 | 0 | 4626.6147 | 2037 | 0 | 0 | 0.50971 | 0.083758 | 0 | 0 | 0 | 0 | 0 | 0 |  |  | 0.01577 | [6 empty] | 0 | 0.60924 | 7987727.8813 | 609239.9577 | 7378487.9235 | 2037 | 7.3785
2038 | 0 | 0 | 5229421.4026 | 397930.6741 | 0 | 0 | 0 | 0 | 0 | 0 | 0 | 0 | 0 | 0 | 0 | 0 | 0 | 0 | 0 | 0 | 0 | 0 | 0.19491 | 0 | 0 | 1207394.8766 | 0 | 0 | 0 | 0 | 6834747.1482 |  | 2038 | 0 | 0 | 0 | 21575.7618 | 13527.7468 | 0 | 448827.5839 | 1263.8191 | 0 | 0 | 485194.9116 | 2038 | 167.8082 | 494.3306 | 27.9921 | 75.8691 | 0 | 0 | 0 | 0 | 0 | 0 | 766 | 2038 | 980 | 3920.2823 | 41.8146 | 3.2849 | 0 | 0 | 0 | 0 | 0 | 0 | 0 | 0 | 1.92e-06 | 0 | 0 | 13.3521 | 0 | 0 | 0 | 0 | 4958.7339 | 4958.7339 | 2038 | 883.3911 | 3686.4375 | 38.8792 | 2.7889 | 0 | 0 | 0 | 0 | 0 | 0 | 0 | 0 | 1.7852e-06 | 0 | 0 | 13.3521 | 0 | 0 | 0 | 0 | 4624.8487 | 2038 | 0 | 0 | 0.44883 | 0.036367 | 0 | 0 | 0 | 0 | 0 | 0 |  |  | 2.0609e-08 | [6 empty] | 0 | 0.48519 | 6834747.1482 | 485194.9116 | 6349552.2367 | 2038 | 6.3496
2039 | 0 | 0 | 4623864.873 | 0 | 0 | 0 | 0 | 0 | 0 | 0 | 0 | 0 | 0 | 0 | 0 | 0 | 0 | 0 | 0 | 0 | 0 | 0 | 0.19756 | 0 | 0 | 1079981.292 | 0 | 0 | 0 | 0 | 5703846.3625 |  | 2039 | 0 | 0 | 0 | 0 | 0 | 0 | 387807.7804 | 0 | 0 | 0 | 387807.7804 | 2039 | 167.8082 | 497.9977 | 27.3253 | 72.8688 | 0 | 0 | 0 | 0 | 0 | 0 | 766 | 2039 | 980 | 3928.4266 | 35.772 | 0 | 0 | 0 | 0 | 0 | 0 | 0 | 0 | 0 | 1.9068e-06 | 0 | 0 | 11.695 | 0 | 0 | 0 | 0 | 4955.8936 | 4955.8936 | 2039 | 883.3911 | 3694.0959 | 33.2608 | 0 | 0 | 0 | 0 | 0 | 0 | 0 | 0 | 0 | 1.773e-06 | 0 | 0 | 11.695 | 0 | 0 | 0 | 0 | 4622.4429 | 2039 | 0 | 0 | 0.38781 | 0 | 0 | 0 | 0 | 0 | 0 | 0 |  |  | 2.0672e-08 | [6 empty] | 0 | 0.38781 | 5703846.3625 | 387807.7804 | 5316038.5821 | 2039 | 5.316
2040 | 0 | 0 | 3319451.7135 | 0 | 0 | 0 | 0 | 0 | 0 | 0 | 0 | 0 | 0 | 0 | 0 | 0 | 0 | 0 | 0 | 0 | 0 | 0 | 0.23742 | 0 | 0 | 1119360.1068 | 0 | 0 | 0 | 0 | 4438812.0577 |  | 2040 | 0 | 0 | 0 | 0 | 0 | 0 | 273920.268 | 0 | 0 | 0 | 273920.268 | 2040 | 167.8082 | 501.404 | 26.8987 | 69.889 | 0 | 0 | 0 | 0 | 0 | 0 | 766 | 2040 | 980 | 3936.4647 | 25.0167 | 0 | 0 | 0 | 0 | 0 | 0 | 0 | 0 | 0 | 2.2225e-06 | 0 | 0 | 11.7128 | 0 | 0 | 0 | 0 | 4953.1942 | 4953.1942 | 2040 | 883.3911 | 3701.6546 | 23.2605 | 0 | 0 | 0 | 0 | 0 | 0 | 0 | 0 | 0 | 2.0664e-06 | 0 | 0 | 11.7128 | 0 | 0 | 0 | 0 | 4620.019 | 2040 | 0 | 0 | 0.27392 | 0 | 0 | 0 | 0 | 0 | 0 | 0 |  |  | 2.4335e-08 | [6 empty] | 0 | 0.27392 | 4438812.0577 | 273920.268 | 4164891.7897 | 2040 | 4.1649
2041 | 0 | 0 | 2192631.7805 | 0 | 0 | 0 | 0 | 0 | 0 | 0 | 0 | 0 | 0 | 0 | 0 | 0 | 0 | 0 | 0 | 0 | 0 | 0 | 0.24067 | 0 | 0 | 964790.4687 | 0 | 0 | 0 | 0 | 3157422.4898 |  | 2041 | 0 | 0 | 0 | 0 | 0 | 0 | 177492.6479 | 0 | 0 | 0 | 177492.6479 | 2041 | 167.8082 | 504.2415 | 27.0508 | 66.8995 | 0 | 0 | 0 | 0 | 0 | 0 | 766 | 2041 | 980 | 3944.5533 | 16.0496 | 0 | 0 | 0 | 0 | 0 | 0 | 0 | 0 | 0 | 2.2093e-06 | 0 | 0 | 9.8862 | 0 | 0 | 0 | 0 | 4950.489 | 4950.489 | 2041 | 883.3911 | 3709.2607 | 14.9229 | 0 | 0 | 0 | 0 | 0 | 0 | 0 | 0 | 0 | 2.0542e-06 | 0 | 0 | 9.8862 | 0 | 0 | 0 | 0 | 4617.4609 | 2041 | 0 | 0 | 0.17749 | 0 | 0 | 0 | 0 | 0 | 0 | 0 |  |  | 2.4433e-08 | [6 empty] | 0 | 0.17749 | 3157422.4898 | 177492.6479 | 2979929.8419 | 2041 | 2.9799
2042 | 0 | 0 | 1180971.4157 | 0 | 0 | 0 | 0 | 0 | 0 | 0 | 0 | 0 | 0 | 0 | 0 | 0 | 0 | 0 | 0 | 0 | 0 | 0 | 0.24833 | 0 | 0 | 850445.3573 | 0 | 0 | 0 | 0 | 2031417.0213 |  | 2042 | 0 | 0 | 0 | 0 | 0 | 0 | 92427.7907 | 0 | 0 | 0 | 92427.7907 | 2042 | 167.8082 | 506.7339 | 27.2028 | 64.2551 | 0 | 0 | 0 | 0 | 0 | 0 | 766 | 2042 | 980 | 3951.6776 | 8.2749 | 0 | 0 | 0 | 0 | 0 | 0 | 0 | 0 | 0 | 2.2356e-06 | 0 | 0 | 8.534 | 0 | 0 | 0 | 0 | 4948.4865 | 4948.4865 | 2042 | 883.3911 | 3715.96 | 7.694 | 0 | 0 | 0 | 0 | 0 | 0 | 0 | 0 | 0 | 2.0787e-06 | 0 | 0 | 8.534 | 0 | 0 | 0 | 0 | 4615.5791 | 2042 | 0 | 0 | 0.092428 | 0 | 0 | 0 | 0 | 0 | 0 | 0 |  |  | 2.4971e-08 | [6 empty] | 0 | 0.092428 | 2031417.0213 | 92427.7907 | 1938989.2306 | 2042 | 1.939
2043 | 0 | 0 | 515276.1161 | 0 | 0 | 0 | 0 | 0 | 0 | 0 | 0 | 0 | 0 | 0 | 0 | 0 | 0 | 0 | 0 | 0 | 0 | 0 | 0.25195 | 0 | 0 | 749416.5224 | 0 | 0 | 0 | 0 | 1264692.8904 |  | 2043 | 0 | 0 | 0 | 0 | 0 | 0 | 42223.8791 | 0 | 0 | 0 | 42223.8791 | 2043 | 167.8082 | 509.2235 | 27.3549 | 61.6134 | 0 | 0 | 0 | 0 | 0 | 0 | 766 | 2043 | 980 | 3955.6472 | 3.7428 | 0 | 0 | 0 | 0 | 0 | 0 | 0 | 0 | 0 | 2.2225e-06 | 0 | 0 | 7.3645 | 0 | 0 | 0 | 0 | 4946.7545 | 4946.7545 | 2043 | 883.3911 | 3719.6929 | 3.4801 | 0 | 0 | 0 | 0 | 0 | 0 | 0 | 0 | 0 | 2.0664e-06 | 0 | 0 | 7.3645 | 0 | 0 | 0 | 0 | 4613.9285 | 2043 | 0 | 0 | 0.042224 | 0 | 0 | 0 | 0 | 0 | 0 | 0 |  |  | 2.5072e-08 | [6 empty] | 0 | 0.042224 | 1264692.8904 | 42223.8791 | 1222469.0113 | 2043 | 1.2225
2044 | 0 | 0 | 415037.387 | 0 | 0 | 0 | 0 | 0 | 0 | 0 | 0 | 0 | 0 | 0 | 0 | 0 | 0 | 0 | 0 | 0 | 0 | 0 | 0.25699 | 0 | 0 | 644170.9718 | 0 | 0 | 0 | 0 | 1059208.6158 |  | 2044 | 0 | 0 | 0 | 0 | 0 | 0 | 33972.0961 | 0 | 0 | 0 | 33972.0961 | 2044 | 167.8082 | 511.7023 | 27.507 | 58.9825 | 0 | 0 | 0 | 0 | 0 | 0 | 766 | 2044 | 980 | 3955.8481 | 2.9816 | 0 | 0 | 0 | 0 | 0 | 0 | 0 | 0 | 0 | 2.2225e-06 | 0 | 0 | 6.1992 | 0 | 0 | 0 | 0 | 4945.0289 | 4945.0289 | 2044 | 883.3911 | 3719.8817 | 2.7722 | 0 | 0 | 0 | 0 | 0 | 0 | 0 | 0 | 0 | 2.0664e-06 | 0 | 0 | 6.1992 | 0 | 0 | 0 | 0 | 4612.2444 | 2044 | 0 | 0 | 0.033972 | 0 | 0 | 0 | 0 | 0 | 0 | 0 |  |  | 2.5323e-08 | [6 empty] | 0 | 0.033972 | 1059208.6158 | 33972.0961 | 1025236.5198 | 2044 | 1.0252
2045 | 0 | 0 | 344450.7955 | 0 | 0 | 0 | 0 | 0 | 0 | 0 | 0 | 0 | 0 | 0 | 0 | 0 | 0 | 0 | 0 | 0 | 0 | 0 | 0.26051 | 0 | 0 | 535199.8101 | 0 | 0 | 0 | 0 | 879650.8661 |  | 2045 | 0 | 0 | 0 | 0 | 0 | 0 | 27917.9543 | 0 | 0 | 0 | 27917.9543 | 2045 | 167.8082 | 514.1734 | 27.659 | 56.3593 | 0 | 0 | 0 | 0 | 0 | 0 | 766 | 2045 | 980 | 3955.8481 | 2.426 | 0 | 0 | 0 | 0 | 0 | 0 | 0 | 0 | 0 | 2.2093e-06 | 0 | 0 | 5.044 | 0 | 0 | 0 | 0 | 4943.3181 | 4943.3181 | 2045 | 883.3911 | 3719.8817 | 2.2556 | 0 | 0 | 0 | 0 | 0 | 0 | 0 | 0 | 0 | 2.0542e-06 | 0 | 0 | 5.044 | 0 | 0 | 0 | 0 | 4610.5726 | 2045 | 0 | 0 | 0.027918 | 0 | 0 | 0 | 0 | 0 | 0 | 0 |  |  | 2.5425e-08 | [6 empty] | 0 | 0.027918 | 879650.8661 | 27917.9543 | 851732.9118 | 2045 | 0.85173
2046 | 0 | 0 | 304475.294 | 0 | 0 | 0 | 0 | 0 | 0 | 0 | 0 | 0 | 0 | 0 | 0 | 0 | 0 | 0 | 0 | 0 | 0 | 0 | 0.2688 | 0 | 0 | 473598.7096 | 0 | 0 | 0 | 0 | 778074.2724 |  | 2046 | 0 | 0 | 0 | 0 | 0 | 0 | 24435.9782 | 0 | 0 | 0 | 24435.9782 | 2046 | 167.8082 | 515.8802 | 27.8111 | 54.5005 | 0 | 0 | 0 | 0 | 0 | 0 | 766 | 2046 | 980 | 3955.8481 | 2.1024 | 0 | 0 | 0 | 0 | 0 | 0 | 0 | 0 | 0 | 2.2356e-06 | 0 | 0 | 4.3712 | 0 | 0 | 0 | 0 | 4942.3217 | 4942.3217 | 2046 | 883.3911 | 3719.8817 | 1.9548 | 0 | 0 | 0 | 0 | 0 | 0 | 0 | 0 | 0 | 2.0787e-06 | 0 | 0 | 4.3712 | 0 | 0 | 0 | 0 | 4609.5989 | 2046 | 0 | 0 | 0.024436 | 0 | 0 | 0 | 0 | 0 | 0 | 0 |  |  | 2.5985e-08 | [6 empty] | 0 | 0.024436 | 778074.2724 | 24435.9782 | 753638.2942 | 2046 | 0.75364
2047 | 0 | 0 | 253494.605 | 0 | 0 | 0 | 0 | 0 | 0 | 0 | 0 | 0 | 0 | 0 | 0 | 0 | 0 | 0 | 0 | 0 | 0 | 0 | 0.27272 | 0 | 0 | 394722.3038 | 0 | 0 | 0 | 0 | 648217.1815 |  | 2047 | 0 | 0 | 0 | 0 | 0 | 0 | 20145.0198 | 0 | 0 | 0 | 20145.0198 | 2047 | 167.8082 | 517.5842 | 27.9632 | 52.6444 | 0 | 0 | 0 | 0 | 0 | 0 | 766 | 2047 | 980 | 3955.8481 | 1.716 | 0 | 0 | 0 | 0 | 0 | 0 | 0 | 0 | 0 | 2.2225e-06 | 0 | 0 | 3.568 | 0 | 0 | 0 | 0 | 4941.1321 | 4941.1321 | 2047 | 883.3911 | 3719.8817 | 1.5956 | 0 | 0 | 0 | 0 | 0 | 0 | 0 | 0 | 0 | 2.0664e-06 | 0 | 0 | 3.568 | 0 | 0 | 0 | 0 | 4608.4364 | 2047 | 0 | 0 | 0.020145 | 0 | 0 | 0 | 0 | 0 | 0 | 0 |  |  | 2.609e-08 | [6 empty] | 0 | 0.020145 | 648217.1815 | 20145.0198 | 628072.1617 | 2047 | 0.62807
2048 | 0 | 0 | 211750.3655 | 0 | 0 | 0 | 0 | 0 | 0 | 0 | 0 | 0 | 0 | 0 | 0 | 0 | 0 | 0 | 0 | 0 | 0 | 0 | 0.27817 | 0 | 0 | 330070.3569 | 0 | 0 | 0 | 0 | 541821.0005 |  | 2048 | 0 | 0 | 0 | 0 | 0 | 0 | 16662.6656 | 0 | 0 | 0 | 16662.6656 | 2048 | 167.8082 | 519.2907 | 28.1152 | 50.7859 | 0 | 0 | 0 | 0 | 0 | 0 | 766 | 2048 | 980 | 3955.8481 | 1.4053 | 0 | 0 | 0 | 0 | 0 | 0 | 0 | 0 | 0 | 2.2225e-06 | 0 | 0 | 2.922 | 0 | 0 | 0 | 0 | 4940.1754 | 4940.1754 | 2048 | 883.3911 | 3719.8817 | 1.3067 | 0 | 0 | 0 | 0 | 0 | 0 | 0 | 0 | 0 | 2.0664e-06 | 0 | 0 | 2.922 | 0 | 0 | 0 | 0 | 4607.5015 | 2048 | 0 | 0 | 0.016663 | 0 | 0 | 0 | 0 | 0 | 0 | 0 |  |  | 2.6351e-08 | [6 empty] | 0 | 0.016663 | 541821.0005 | 16662.6656 | 525158.3349 | 2048 | 0.52516
2049 | 0 | 0 | 177361.3917 | 0 | 0 | 0 | 0 | 0 | 0 | 0 | 0 | 0 | 0 | 0 | 0 | 0 | 0 | 0 | 0 | 0 | 0 | 0 | 0.28199 | 0 | 0 | 276755.2123 | 0 | 0 | 0 | 0 | 454116.886 |  | 2049 | 0 | 0 | 0 | 0 | 0 | 0 | 13819.768 | 0 | 0 | 0 | 13819.768 | 2049 | 167.8082 | 520.9823 | 28.2673 | 48.9422 | 0 | 0 | 0 | 0 | 0 | 0 | 766 | 2049 | 980 | 3955.8481 | 1.154 | 0 | 0 | 0 | 0 | 0 | 0 | 0 | 0 | 0 | 2.2093e-06 | 0 | 0 | 2.3994 | 0 | 0 | 0 | 0 | 4939.4015 | 4939.4015 | 2049 | 883.3911 | 3719.8817 | 1.073 | 0 | 0 | 0 | 0 | 0 | 0 | 0 | 0 | 0 | 2.0542e-06 | 0 | 0 | 2.3994 | 0 | 0 | 0 | 0 | 4606.7453 | 2049 | 0 | 0 | 0.01382 | 0 | 0 | 0 | 0 | 0 | 0 | 0 |  |  | 2.6457e-08 | [6 empty] | 0 | 0.01382 | 454116.886 | 13819.768 | 440297.118 | 2049 | 0.4403
2050 | 0 | 0 | 141468.892 | 0 | 0 | 0 | 0 | 0 | 0 | 0 | 0 | 0 | 0 | 0 | 0 | 0 | 0 | 0 | 0 | 0 | 0 | 0 | 0.29096 | 0 | 0 | 220976.9412 | 0 | 0 | 0 | 0 | 362446.1242 |  | 2050 | 0 | 0 | 0 | 0 | 0 | 0 | 10915.0083 | 0 | 0 | 0 | 10915.0083 | 2050 | 167.8082 | 522.6768 | 28.4193 | 47.0957 | 0 | 0 | 0 | 0 | 0 | 0 | 766 | 2050 | 980 | 3955.8481 | 0.90243 | 0 | 0 | 0 | 0 | 0 | 0 | 0 | 0 | 0 | 2.2356e-06 | 0 | 0 | 1.8763 | 0 | 0 | 0 | 0 | 4938.6269 | 4938.6269 | 2050 | 883.3911 | 3719.8817 | 0.83908 | 0 | 0 | 0 | 0 | 0 | 0 | 0 | 0 | 0 | 2.0787e-06 | 0 | 0 | 1.8763 | 0 | 0 | 0 | 0 | 4605.9883 | 2050 | 0 | 0 | 0.010915 | 0 | 0 | 0 | 0 | 0 | 0 | 0 |  |  | 2.704e-08 | [6 empty] | 0 | 0.010915 | 362446.1242 | 10915.0083 | 351531.1159 | 2050 | 0.35153
2051 | 0 | 0 | 114489.5181 | 0 | 0 | 0 | 0 | 0 | 0 | 0 | 0 | 0 | 0 | 0 | 0 | 0 | 0 | 0 | 0 | 0 | 0 | 0 | 0.2952 | 0 | 0 | 179017.7279 | 0 | 0 | 0 | 0 | 293507.5412 |  | 2051 | 0 | 0 | 0 | 0 | 0 | 0 | 8746.8229 | 0 | 0 | 0 | 8746.8229 | 2051 | 167.8082 | 524.3721 | 28.5714 | 45.2482 | 0 | 0 | 0 | 0 | 0 | 0 | 766 | 2051 | 980 | 3955.8481 | 0.71601 | 0 | 0 | 0 | 0 | 0 | 0 | 0 | 0 | 0 | 2.2225e-06 | 0 | 0 | 1.4887 | 0 | 0 | 0 | 0 | 4938.0528 | 4938.0528 | 2051 | 883.3911 | 3719.8817 | 0.66575 | 0 | 0 | 0 | 0 | 0 | 0 | 0 | 0 | 0 | 2.0664e-06 | 0 | 0 | 1.4887 | 0 | 0 | 0 | 0 | 4605.4273 | 2051 | 0 | 0 | 0.0087468 | 0 | 0 | 0 | 0 | 0 | 0 | 0 |  |  | 2.715e-08 | [6 empty] | 0 | 0.0087468 | 293507.5412 | 8746.8229 | 284760.7183 | 2051 | 0.28476
2052 | 0 | 0 | 4078631.1489 | 0 | 0 | 0 | 0 | 0 | 0 | 0 | 0 | 0 | 0 | 0 | 0 | 0 | 0 | 0 | 0 | 0 | 0 | 0 | 0.16789 | 0 | 0 | 105512.7398 | 0 | 0 | 0 | 0 | 4184144.0566 |  | 2052 | 0 | 0 | 0 | 0 | 0 | 0 | 347573.3925 | 0 | 0 | 0 | 347573.3925 | 2052 | 125.8562 | 554.6988 | 42.051 | 43.394 | 0 | 0 | 0 | 0 | 0 | 0 | 766 | 2052 | 732.9863 | 4175.5243 | 28.1706 | 0 | 0 | 0 | 0 | 0 | 0 | 0 | 0 | 0 | 1.2493e-06 | 0 | 0 | 0.85119 | 0 | 0 | 0 | 0 | 4937.5323 | 4937.5323 | 2052 | 660.7282 | 3926.4542 | 26.193 | 0 | 0 | 0 | 0 | 0 | 0 | 0 | 0 | 0 | 1.1616e-06 | 0 | 0 | 0.85119 | 0 | 0 | 0 | 0 | 4614.2265 | 2052 | 0 | 0 | 0.34757 | 0 | 0 | 0 | 0 | 0 | 0 | 0 |  |  | 1.5414e-08 | [6 empty] | 0 | 0.34757 | 4184144.0566 | 347573.3925 | 3836570.6641 | 2052 | 3.8366
2053 | 0 | 0 | 14906785.8137 | 10501344.7427 | 0 | 0 | 0 | 0 | 0 | 0 | 0 | 0 | 0 | 0 | 0 | 0 | 0 | 0 | 0 | 0 | 0 | 0 | 6.0012e-09 | 0 | 0 | 74855.7475 | 0 | 0 | 0 | 0 | 25482986.3039 |  | 2053 | 0 | 0 | 0 | 539197.4856 | 338070.4299 | 0 | 1111168.5147 | 31583.963 | 0 | 0 | 2020020.3932 | 2053 | 0 | 613.1782 | 41.3396 | 105.9 | 0 | 0 | 0 | 0 | 0 | 0 | 760.4179 | 2053 | 0 | 4776.5497 | 89.1677 | 70.7095 | 0 | 0 | 0 | 0 | 0 | 0 | 0 | 0 | 4.0018e-14 | 0 | 0 | 0.59145 | 0 | 0 | 0 | 0 | 4937.0184 | 4937.0184 | 2053 | 0 | 4491.6285 | 82.908 | 60.0338 | 0 | 0 | 0 | 0 | 0 | 0 | 0 | 0 | 3.7208e-14 | 0 | 0 | 0.59145 | 0 | 0 | 0 | 0 | 4635.1618 | 2053 | 0 | 0 | 1.1112 | 0.90885 | 0 | 0 | 0 | 0 | 0 | 0 |  |  | 4.9868e-16 | [6 empty] | 0 | 2.02 | 25482986.3039 | 2020020.3932 | 23462965.9107 | 2053 | 23.463
2054 | 0 | 0 | 14379104.4193 | 9571116.6113 | 0 | 0 | 0 | 0 | 0 | 0 | 0 | 0 | 0 | 0 | 0 | 0 | 0 | 0 | 0 | 0 | 0 | 0 | 6.1212e-09 | 0 | 0 | 49685.1841 | 0 | 0 | 0 | 0 | 23999906.2147 |  | 2054 | 0 | 0 | 0 | 487332.4944 | 305551.6954 | 0 | 1052730.0002 | 28545.9259 | 0 | 0 | 1874160.116 | 2054 | 0 | 615.7323 | 40.6239 | 104.3942 | 0 | 0 | 0 | 0 | 0 | 0 | 760.7504 | 2054 | 0 | 4789.3073 | 83.6418 | 63.2753 | 0 | 0 | 0 | 0 | 0 | 0 | 0 | 0 | 4.0018e-14 | 0 | 0 | 0.38449 | 0 | 0 | 0 | 0 | 4936.6089 | 4936.6089 | 2054 | 0 | 4503.6251 | 77.77 | 53.722 | 0 | 0 | 0 | 0 | 0 | 0 | 0 | 0 | 3.7208e-14 | 0 | 0 | 0.38449 | 0 | 0 | 0 | 0 | 4635.5016 | 2054 | 0 | 0 | 1.0527 | 0.82143 | 0 | 0 | 0 | 0 | 0 | 0 |  |  | 5.0367e-16 | [6 empty] | 0 | 1.8742 | 23999906.2147 | 1874160.116 | 22125746.0987 | 2054 | 22.1257
2055 | 0 | 0 | 13871729.5886 | 8727284.7502 | 0 | 0 | 0 | 0 | 0 | 0 | 0 | 0 | 0 | 0 | 0 | 0 | 0 | 0 | 0 | 0 | 0 | 0 | 5.9598e-09 | 0 | 0 | 36652.8085 | 0 | 0 | 0 | 0 | 22635667.1473 |  | 2055 | 0 | 0 | 0 | 444199.044 | 278507.5334 | 0 | 992151.2945 | 26019.3464 | 0 | 0 | 1740877.2183 | 2055 | 0 | 618.2972 | 39.9039 | 102.884 | 0 | 0 | 0 | 0 | 0 | 0 | 761.0851 | 2055 | 0 | 4800.968 | 78.0482 | 57.1038 | 0 | 0 | 0 | 0 | 0 | 0 | 0 | 0 | 3.8199e-14 | 0 | 0 | 0.27781 | 0 | 0 | 0 | 0 | 4936.3978 | 4936.3978 | 2055 | 0 | 4514.5902 | 72.5691 | 48.4823 | 0 | 0 | 0 | 0 | 0 | 0 | 0 | 0 | 3.5517e-14 | 0 | 0 | 0.27781 | 0 | 0 | 0 | 0 | 4635.9194 | 2055 | 0 | 0 | 0.99215 | 0.74873 | 0 | 0 | 0 | 0 | 0 | 0 |  |  | 4.8558e-16 | [6 empty] | 0 | 1.7409 | 22635667.1473 | 1740877.2183 | 20894789.9289 | 2055 | 20.8948
2056 | 0 | 0 | 13608560.0487 | 7801005.2135 | 0 | 0 | 0 | 0 | 0 | 0 | 0 | 0 | 0 | 0 | 0 | 0 | 0 | 0 | 0 | 0 | 0 | 0 | 6.3685e-09 | 0 | 0 | 27006.0517 | 0 | 0 | 0 | 0 | 21436571.3138 |  | 2056 | 0 | 0 | 0 | 392078.5983 | 245828.632 | 0 | 962263.1129 | 22966.3459 | 0 | 0 | 1623136.6891 | 2056 | 0 | 620.8836 | 39.1728 | 101.3667 | 0 | 0 | 0 | 0 | 0 | 0 | 761.4232 | 2056 | 0 | 4811.1923 | 74.9476 | 49.9044 | 0 | 0 | 0 | 0 | 0 | 0 | 0 | 0 | 4.0018e-14 | 0 | 0 | 0.20049 | 0 | 0 | 0 | 0 | 4936.2448 | 4936.2448 | 2056 | 0 | 4524.2047 | 69.6861 | 42.3699 | 0 | 0 | 0 | 0 | 0 | 0 | 0 | 0 | 3.7208e-14 | 0 | 0 | 0.20049 | 0 | 0 | 0 | 0 | 4636.4612 | 2056 | 0 | 0 | 0.96226 | 0.66087 | 0 | 0 | 0 | 0 | 0 | 0 |  |  | 5.1379e-16 | [6 empty] | 0 | 1.6231 | 21436571.3138 | 1623136.6891 | 19813434.6247 | 2056 | 19.8134
2057 | 0 | 0 | 12959578.1619 | 7213972.1643 | 0 | 0 | 0 | 0 | 0 | 0 | 0 | 0 | 0 | 0 | 0 | 0 | 0 | 0 | 0 | 0 | 0 | 0 | 6.4959e-09 | 0 | 0 | 17372.0158 | 0 | 0 | 0 | 0 | 20190922.3419 |  | 2057 | 0 | 0 | 0 | 356124.9404 | 223286.1148 | 0 | 909194.6497 | 20860.329 | 0 | 0 | 1509466.034 | 2057 | 0 | 623.5688 | 38.3006 | 99.8779 | 0 | 0 | 0 | 0 | 0 | 0 | 761.7473 | 2057 | 0 | 4820.9792 | 70.1131 | 44.8794 | 0 | 0 | 0 | 0 | 0 | 0 | 0 | 0 | 4.0018e-14 | 0 | 0 | 0.12632 | 0 | 0 | 0 | 0 | 4936.098 | 4936.098 | 2057 | 0 | 4533.4078 | 65.1911 | 38.1035 | 0 | 0 | 0 | 0 | 0 | 0 | 0 | 0 | 3.7208e-14 | 0 | 0 | 0.12632 | 0 | 0 | 0 | 0 | 4636.8287 | 2057 | 0 | 0 | 0.90919 | 0.60027 | 0 | 0 | 0 | 0 | 0 | 0 |  |  | 5.1893e-16 | [6 empty] | 0 | 1.5095 | 20190922.3419 | 1509466.034 | 18681456.3079 | 2057 | 18.6815
2058 | 0 | 0 | 12074741.4283 | 6741252.8326 | 0 | 0 | 0 | 0 | 0 | 0 | 0 | 0 | 0 | 0 | 0 | 0 | 0 | 0 | 0 | 0 | 0 | 0 | 6.6258e-09 | 0 | 0 | 7092.2602 | 0 | 0 | 0 | 0 | 18823086.521 |  | 2058 | 0 | 0 | 0 | 327636.8706 | 205424.4329 | 0 | 838536.9507 | 19191.6155 | 0 | 0 | 1390789.8696 | 2058 | 0 | 626.2831 | 37.4211 | 98.3744 | 0 | 0 | 0 | 0 | 0 | 0 | 762.0786 | 2058 | 0 | 4830.993 | 64.024 | 40.8805 | 0 | 0 | 0 | 0 | 0 | 0 | 0 | 0 | 4.0018e-14 | 0 | 0 | 0.050511 | 0 | 0 | 0 | 0 | 4935.948 | 4935.948 | 2058 | 0 | 4542.8243 | 59.5295 | 34.7084 | 0 | 0 | 0 | 0 | 0 | 0 | 0 | 0 | 3.7208e-14 | 0 | 0 | 0.050511 | 0 | 0 | 0 | 0 | 4637.1126 | 2058 | 0 | 0 | 0.83854 | 0.55225 | 0 | 0 | 0 | 0 | 0 | 0 |  |  | 5.2412e-16 | [6 empty] | 0 | 1.3908 | 18823086.521 | 1390789.8696 | 17432296.6514 | 2058 | 17.4323
2059 | 0 | 0 | 11213123.2439 | 6207693.1513 | 0 | 0 | 0 | 0 | 0 | 0 | 0 | 0 | 0 | 0 | 0 | 0 | 0 | 0 | 0 | 0 | 0 | 0 | 0 | 0 | 0 | 7.0915e-09 | 0 | 0 | 0 | 0 | 17420816.3952 |  | 2059 | 0 | 0 | 0 | 301043.4593 | 188750.6793 | 0 | 762673.3874 | 17633.8832 | 0 | 0 | 1270101.4093 | 2059 | 0 | 628.997 | 36.5418 | 96.8711 | 0 | 0 | 0 | 0 | 0 | 0 | 762.4099 | 2059 | 0 | 4841.0025 | 57.6552 | 37.1904 | 0 | 0 | 0 | 0 | 0 | 0 | 0 | 0 | 0 | 0 | 0 | 5.6843e-14 | 0 | 0 | 0 | 0 | 4935.8481 | 4935.8481 | 2059 | 0 | 4552.2367 | 53.6077 | 31.5754 | 0 | 0 | 0 | 0 | 0 | 0 | 0 | 0 | 0 | 0 | 0 | 5.6843e-14 | 0 | 0 | 0 | 0 | 4637.4198 | 2059 | 0 | 0 | 0.76267 | 0.50743 | 0 | 0 | 0 | 0 | 0 | 0 |  |  | 0 | [6 empty] | 0 | 1.2701 | 17420816.3952 | 1270101.4093 | 16150714.986 | 2059 | 16.1507
2060 | 0 | 0 | 10900099.4617 | 5154752.0259 | 0 | 0 | 0 | 0 | 0 | 0 | 0 | 0 | 0 | 0 | 0 | 0 | 0 | 0 | 0 | 0 | 0 | 0 | 0 | 0 | 0 | 7.241e-09 | 0 | 0 | 0 | 0 | 16054851.4876 |  | 2060 | 0 | 0 | 0 | 245910.1199 | 154182.7293 | 0 | 732272.3688 | 14404.3998 | 0 | 0 | 1146769.6178 | 2060 | 0 | 631.7091 | 35.6629 | 95.3687 | 0 | 0 | 0 | 0 | 0 | 0 | 762.7407 | 2060 | 0 | 4850.9607 | 54.8089 | 30.0786 | 0 | 0 | 0 | 0 | 0 | 0 | 0 | 0 | 0 | 0 | 0 | 5.6843e-14 | 0 | 0 | 0 | 0 | 4935.8481 | 4935.8481 | 2060 | 0 | 4561.6009 | 50.9612 | 25.5373 | 0 | 0 | 0 | 0 | 0 | 0 | 0 | 0 | 0 | 0 | 0 | 5.6843e-14 | 0 | 0 | 0 | 0 | 4638.0994 | 2060 | 0 | 0 | 0.73227 | 0.4145 | 0 | 0 | 0 | 0 | 0 | 0 |  |  | 0 | [6 empty] | 0 | 1.1468 | 16054851.4876 | 1146769.6178 | 14908081.8698 | 2060 | 14.9081
2061 | 0 | 0 | 10680984.5669 | 4531977.9727 | 0 | 0 | 0 | 0 | 0 | 0 | 0 | 0 | 0 | 0 | 0 | 0 | 0 | 0 | 0 | 0 | 0 | 0 | 0 | 0 | 0 | 7.3935e-09 | 0 | 0 | 0 | 0 | 15212962.5396 |  | 2061 | 0 | 0 | 0 | 210651.5668 | 132076.0346 | 0 | 717908.12 | 12339.0993 | 0 | 0 | 1072974.8206 | 2061 | 0 | 634.2817 | 34.8186 | 93.9366 | 0 | 0 | 0 | 0 | 0 | 0 | 763.0369 | 2061 | 0 | 4857.1356 | 53.2017 | 25.5108 | 0 | 0 | 0 | 0 | 0 | 0 | 0 | 0 | 0 | 0 | 0 | 5.6843e-14 | 0 | 0 | 0 | 0 | 4935.8481 | 4935.8481 | 2061 | 0 | 4567.4074 | 49.4669 | 21.6592 | 0 | 0 | 0 | 0 | 0 | 0 | 0 | 0 | 0 | 0 | 0 | 5.6843e-14 | 0 | 0 | 0 | 0 | 4638.5335 | 2061 | 0 | 0 | 0.71791 | 0.35507 | 0 | 0 | 0 | 0 | 0 | 0 |  |  | 0 | [6 empty] | 0 | 1.073 | 15212962.5396 | 1072974.8206 | 14139987.719 | 2061 | 14.14
2062 | 0 | 0 | 10188830.5794 | 3971743.771 | 0 | 0 | 0 | 0 | 0 | 0 | 0 | 0 | 0 | 0 | 0 | 0 | 0 | 0 | 0 | 0 | 0 | 0 | 0 | 0 | 0 | 7.5492e-09 | 0 | 0 | 0 | 0 | 14160574.3504 |  | 2062 | 0 | 0 | 0 | 180202.9899 | 112985.1379 | 0 | 683926.9131 | 10555.5473 | 0 | 0 | 987670.5882 | 2062 | 0 | 636.9831 | 33.9423 | 92.4396 | 0 | 0 | 0 | 0 | 0 | 0 | 763.365 | 2062 | 0 | 4864.0592 | 50.1817 | 21.6073 | 0 | 0 | 0 | 0 | 0 | 0 | 0 | 0 | 0 | 0 | 0 | 5.6843e-14 | 0 | 0 | 0 | 0 | 4935.8481 | 4935.8481 | 2062 | 0 | 4573.918 | 46.6589 | 18.345 | 0 | 0 | 0 | 0 | 0 | 0 | 0 | 0 | 0 | 0 | 0 | 5.6843e-14 | 0 | 0 | 0 | 0 | 4638.9219 | 2062 | 0 | 0 | 0.68393 | 0.30374 | 0 | 0 | 0 | 0 | 0 | 0 |  |  | 0 | [6 empty] | 0 | 0.98767 | 14160574.3504 | 987670.5882 | 13172903.7622 | 2062 | 13.1729
2063 | 0 | 0 | 9742016.6766 | 3342295.4135 | 0 | 0 | 0 | 0 | 0 | 0 | 0 | 0 | 0 | 0 | 0 | 0 | 0 | 0 | 0 | 0 | 0 | 0 | 0 | 0 | 0 | 7.7081e-09 | 0 | 0 | 0 | 0 | 13084312.0901 |  | 2063 | 0 | 0 | 0 | 151698.0861 | 95112.9012 | 0 | 645149.3859 | 8885.8477 | 0 | 0 | 900846.221 | 2063 | 0 | 639.6825 | 33.0666 | 90.9436 | 0 | 0 | 0 | 0 | 0 | 0 | 763.6927 | 2063 | 0 | 4870.971 | 46.8678 | 18.0093 | 0 | 0 | 0 | 0 | 0 | 0 | 0 | 0 | 0 | 0 | 0 | 5.6843e-14 | 0 | 0 | 0 | 0 | 4935.8481 | 4935.8481 | 2063 | 0 | 4580.4176 | 43.5776 | 15.2902 | 0 | 0 | 0 | 0 | 0 | 0 | 0 | 0 | 0 | 0 | 0 | 5.6843e-14 | 0 | 0 | 0 | 0 | 4639.2855 | 2063 | 0 | 0 | 0.64515 | 0.2557 | 0 | 0 | 0 | 0 | 0 | 0 |  |  | 0 | [6 empty] | 0 | 0.90085 | 13084312.0901 | 900846.221 | 12183465.8691 | 2063 | 12.1835
2064 | 0 | 0 | 9886891.0434 | 2105459.0046 | 0 | 0 | 0 | 0 | 0 | 0 | 0 | 0 | 0 | 0 | 0 | 0 | 0 | 0 | 0 | 0 | 0 | 0 | 0 | 0 | 0 | 7.8702e-09 | 0 | 0 | 0 | 0 | 11992350.0481 |  | 2064 | 0 | 0 | 0 | 91312.1675 | 57251.6463 | 0 | 653206.7667 | 5348.6899 | 0 | 0 | 807119.2704 | 2064 | 0 | 642.0096 | 32.5953 | 89.426 | 0 | 0 | 0 | 0 | 0 | 0 | 764.0309 | 2064 | 0 | 4878.1317 | 46.9833 | 10.7331 | 0 | 0 | 0 | 0 | 0 | 0 | 0 | 0 | 0 | 0 | 0 | 5.6843e-14 | 0 | 0 | 0 | 0 | 4935.8481 | 4935.8481 | 2064 | 0 | 4587.1512 | 43.685 | 9.1126 | 0 | 0 | 0 | 0 | 0 | 0 | 0 | 0 | 0 | 0 | 0 | 5.6843e-14 | 0 | 0 | 0 | 0 | 4639.9488 | 2064 | 0 | 0 | 0.65321 | 0.15391 | 0 | 0 | 0 | 0 | 0 | 0 |  |  | 0 | [6 empty] | 0 | 0.80712 | 11992350.0481 | 807119.2704 | 11185230.7776 | 2064 | 11.1852
2065 | 0 | 0 | 9535235.3016 | 1632374.6894 | 0 | 0 | 0 | 0 | 0 | 0 | 0 | 0 | 0 | 0 | 0 | 0 | 0 | 0 | 0 | 0 | 0 | 0 | 0 | 0 | 0 | 8.0356e-09 | 0 | 0 | 0 | 0 | 11167609.9911 |  | 2065 | 0 | 0 | 0 | 67834.5623 | 42531.4662 | 0 | 625747.9379 | 3973.4687 | 0 | 0 | 740087.4351 | 2065 | 0 | 644.0127 | 32.3779 | 87.9555 | 0 | 0 | 0 | 0 | 0 | 0 | 764.3461 | 2065 | 0 | 4883.391 | 44.5626 | 7.8945 | 0 | 0 | 0 | 0 | 0 | 0 | 0 | 0 | 0 | 0 | 0 | 5.6843e-14 | 0 | 0 | 0 | 0 | 4935.8481 | 4935.8481 | 2065 | 0 | 4592.0967 | 41.4343 | 6.7026 | 0 | 0 | 0 | 0 | 0 | 0 | 0 | 0 | 0 | 0 | 0 | 5.6843e-14 | 0 | 0 | 0 | 0 | 4640.2336 | 2065 | 0 | 0 | 0.62575 | 0.11434 | 0 | 0 | 0 | 0 | 0 | 0 |  |  | 0 | [6 empty] | 0 | 0.74009 | 11167609.9911 | 740087.4351 | 10427522.556 | 2065 | 10.4275
2066 | 0 | 0 | 9058654.0062 | 1373820.4774 | 0 | 0 | 0 | 0 | 0 | 0 | 0 | 0 | 0 | 0 | 0 | 0 | 0 | 0 | 0 | 0 | 0 | 0 | 0 | 0 | 0 | 8.2045e-09 | 0 | 0 | 0 | 0 | 10432474.4836 |  | 2066 | 0 | 0 | 0 | 56530.4396 | 35443.9153 | 0 | 585884.6217 | 3311.3198 | 0 | 0 | 681170.2964 | 2066 | 0 | 646.0579 | 32.1501 | 86.4637 | 0 | 0 | 0 | 0 | 0 | 0 | 764.6717 | 2066 | 0 | 4888.0236 | 41.3107 | 6.5138 | 0 | 0 | 0 | 0 | 0 | 0 | 0 | 0 | 0 | 0 | 0 | 5.6843e-14 | 0 | 0 | 0 | 0 | 4935.8481 | 4935.8481 | 2066 | 0 | 4596.453 | 38.4106 | 5.5304 | 0 | 0 | 0 | 0 | 0 | 0 | 0 | 0 | 0 | 0 | 0 | 5.6843e-14 | 0 | 0 | 0 | 0 | 4640.394 | 2066 | 0 | 0 | 0.58588 | 0.095286 | 0 | 0 | 0 | 0 | 0 | 0 |  |  | 0 | [6 empty] | 0 | 0.68117 | 10432474.4836 | 681170.2964 | 9751304.1872 | 2066 | 9.7513
2067 | 0 | 0 | 9093538.5684 | 656077.0031 | 0 | 0 | 0 | 0 | 0 | 0 | 0 | 0 | 0 | 0 | 0 | 0 | 0 | 0 | 0 | 0 | 0 | 0 | 0 | 0 | 0 | 8.3768e-09 | 0 | 0 | 0 | 0 | 9749615.5715 |  | 2067 | 0 | 0 | 0 | 26731.8118 | 16760.529 | 0 | 575146.6111 | 1565.8392 | 0 | 0 | 620204.791 | 2067 | 0 | 648.1006 | 31.9229 | 84.9732 | 0 | 0 | 0 | 0 | 0 | 0 | 764.9966 | 2067 | 0 | 4892.6464 | 40.152 | 3.0497 | 0 | 0 | 0 | 0 | 0 | 0 | 0 | 0 | 0 | 0 | 0 | 5.6843e-14 | 0 | 0 | 0 | 0 | 4935.8481 | 4935.8481 | 2067 | 0 | 4600.8 | 37.3333 | 2.5893 | 0 | 0 | 0 | 0 | 0 | 0 | 0 | 0 | 0 | 0 | 0 | 5.6843e-14 | 0 | 0 | 0 | 0 | 4640.7226 | 2067 | 0 | 0 | 0.57515 | 0.045058 | 0 | 0 | 0 | 0 | 0 | 0 |  |  | 0 | [6 empty] | 0 | 0.6202 | 9749615.5715 | 620204.791 | 9129410.7805 | 2067 | 9.1294
2068 | 0 | 0 | 10049421.5599 | 828271.058 | 0 | 0 | 0 | 0 | 0 | 0 | 0 | 0 | 0 | 0 | 0 | 0 | 0 | 0 | 0 | 0 | 0 | 0 | 0 | 0 | 0 | 5.2595e-08 | 0 | 0 | 0 | 0 | 10877692.6179 |  | 2068 | 0 | 0 | 0 | 33416.9853 | 20952.0535 | 0 | 632559.9533 | 1957.4291 | 0 | 0 | 688886.4212 | 2068 | 0 | 649.0485 | 31.8909 | 84.2269 | 0 | 0 | 0 | 0 | 0 | 0 | 765.1663 | 2068 | 0 | 4888.3505 | 43.7229 | 3.7747 | 0 | 0 | 0 | 0 | 0 | 0 | 0 | 0 | 0 | 0 | 0 | 2.8422e-13 | 0 | 0 | 0 | 0 | 4935.8481 | 4935.8481 | 2068 | 0 | 4596.7604 | 40.6535 | 3.2048 | 0 | 0 | 0 | 0 | 0 | 0 | 0 | 0 | 0 | 0 | 0 | 2.8422e-13 | 0 | 0 | 0 | 0 | 4640.6187 | 2068 | 0 | 0 | 0.63256 | 0.056326 | 0 | 0 | 0 | 0 | 0 | 0 |  |  | 0 | [6 empty] | 0 | 0.68889 | 10877692.6179 | 688886.4212 | 10188806.1967 | 2068 | 10.1888
2069 | 0 | 0 | 10003718.1503 | 1052617.5006 | 0 | 0 | 0 | 0 | 0 | 0 | 0 | 0 | 0 | 0 | 0 | 0 | 0 | 0 | 0 | 0 | 0 | 0 | 0 | 0 | 0 | 5.3689e-08 | 0 | 0 | 0 | 0 | 11056335.651 |  | 2069 | 0 | 0 | 0 | 42051.9916 | 26366.1001 | 0 | 625320.4156 | 2463.2321 | 0 | 0 | 696201.7395 | 2069 | 0 | 649.0485 | 32.043 | 84.1066 | 0 | 0 | 0 | 0 | 0 | 0 | 765.1981 | 2069 | 0 | 4888.3505 | 42.7945 | 4.703 | 0 | 0 | 0 | 0 | 0 | 0 | 0 | 0 | 0 | 0 | 0 | 2.8422e-13 | 0 | 0 | 0 | 0 | 4935.8481 | 4935.8481 | 2069 | 0 | 4596.7604 | 39.7903 | 3.9929 | 0 | 0 | 0 | 0 | 0 | 0 | 0 | 0 | 0 | 0 | 0 | 2.8422e-13 | 0 | 0 | 0 | 0 | 4640.5437 | 2069 | 0 | 0 | 0.62532 | 0.070881 | 0 | 0 | 0 | 0 | 0 | 0 |  |  | 0 | [6 empty] | 0 | 0.6962 | 11056335.651 | 696201.7395 | 10360133.9115 | 2069 | 10.3601
2070 | 0 | 0 | 9948862.0502 | 1288390.0127 | 0 | 0 | 0 | 0 | 0 | 0 | 0 | 0 | 0 | 0 | 0 | 0 | 0 | 0 | 0 | 0 | 0 | 0 | 0 | 0 | 0 | 5.4805e-08 | 0 | 0 | 0 | 0 | 11237252.0629 |  | 2070 | 0 | 0 | 0 | 50966.4676 | 31955.3709 | 0 | 617692.8886 | 2985.4053 | 0 | 0 | 703600.1324 | 2070 | 0 | 649.0485 | 32.195 | 83.9863 | 0 | 0 | 0 | 0 | 0 | 0 | 765.2298 | 2070 | 0 | 4888.3505 | 41.854 | 5.6435 | 0 | 0 | 0 | 0 | 0 | 0 | 0 | 0 | 0 | 0 | 0 | 2.8422e-13 | 0 | 0 | 0 | 0 | 4935.8481 | 4935.8481 | 2070 | 0 | 4596.7604 | 38.9158 | 4.7915 | 0 | 0 | 0 | 0 | 0 | 0 | 0 | 0 | 0 | 0 | 0 | 2.8422e-13 | 0 | 0 | 0 | 0 | 4640.4677 | 2070 | 0 | 0 | 0.61769 | 0.085907 | 0 | 0 | 0 | 0 | 0 | 0 |  |  | 0 | [6 empty] | 0 | 0.7036 | 11237252.0629 | 703600.1324 | 10533651.9305 | 2070 | 10.5337
2071 | 0 | 0 | 10478656.8708 | 1035520.2448 | 0 | 0 | 0 | 0 | 0 | 0 | 0 | 0 | 0 | 0 | 0 | 0 | 0 | 0 | 0 | 0 | 0 | 0 | 0 | 0 | 0 | 5.5944e-08 | 0 | 0 | 0 | 0 | 11514177.1156 |  | 2071 | 0 | 0 | 0 | 40561.7777 | 25431.7537 | 0 | 641705.9377 | 2375.9415 | 0 | 0 | 710075.4106 | 2071 | 0 | 649.0485 | 32.3471 | 83.866 | 0 | 0 | 0 | 0 | 0 | 0 | 765.2616 | 2071 | 0 | 4888.3505 | 43.0506 | 4.447 | 0 | 0 | 0 | 0 | 0 | 0 | 0 | 0 | 0 | 0 | 0 | 2.8422e-13 | 0 | 0 | 0 | 0 | 4935.8481 | 4935.8481 | 2071 | 0 | 4596.7604 | 40.0284 | 3.7756 | 0 | 0 | 0 | 0 | 0 | 0 | 0 | 0 | 0 | 0 | 0 | 2.8422e-13 | 0 | 0 | 0 | 0 | 4640.5644 | 2071 | 0 | 0 | 0.64171 | 0.068369 | 0 | 0 | 0 | 0 | 0 | 0 |  |  | 0 | [6 empty] | 0 | 0.71008 | 11514177.1156 | 710075.4106 | 10804101.705 | 2071 | 10.8041
2072 | 0 | 0 | 11029102.2383 | 769124.3557 | 0 | 0 | 0 | 0 | 0 | 0 | 0 | 0 | 0 | 0 | 0 | 0 | 0 | 0 | 0 | 0 | 0 | 0 | 0 | 0 | 0 | 5.7106e-08 | 0 | 0 | 0 | 0 | 11798226.594 |  | 2072 | 0 | 0 | 0 | 29831.573 | 18704.0425 | 0 | 666321.0379 | 1747.4104 | 0 | 0 | 716604.0637 | 2072 | 0 | 649.0485 | 32.4992 | 83.7457 | 0 | 0 | 0 | 0 | 0 | 0 | 765.2933 | 2072 | 0 | 4888.3505 | 44.2594 | 3.2382 | 0 | 0 | 0 | 0 | 0 | 0 | 0 | 0 | 0 | 0 | 0 | 2.8422e-13 | 0 | 0 | 0 | 0 | 4935.8481 | 4935.8481 | 2072 | 0 | 4596.7604 | 41.1523 | 2.7493 | 0 | 0 | 0 | 0 | 0 | 0 | 0 | 0 | 0 | 0 | 0 | 2.8422e-13 | 0 | 0 | 0 | 0 | 4640.662 | 2072 | 0 | 0 | 0.66632 | 0.050283 | 0 | 0 | 0 | 0 | 0 | 0 |  |  | 0 | [6 empty] | 0 | 0.7166
2073 | 0 | 0 | 10975642.9713 | 1015323.4905 | 0 | 0 | 0 | 0 | 0 | 0 | 0 | 0 | 0 | 0 | 0 | 0 | 0 | 0 | 0 | 0 | 0 | 0 | 0 | 0 | 0 | 5.8291e-08 | 0 | 0 | 0 | 0 | 11990966.4617 |  | 2073 | 0 | 0 | 0 | 38994.6678 | 24449.1944 | 0 | 658497.522 | 2284.1467 | 0 | 0 | 724225.5309 | 2073 | 0 | 649.0485 | 32.6512 | 83.6254 | 0 | 0 | 0 | 0 | 0 | 0 | 765.3251 | 2073 | 0 | 4888.3505 | 43.3066 | 4.1909 | 0 | 0 | 0 | 0 | 0 | 0 | 0 | 0 | 0 | 0 | 0 | 2.8422e-13 | 0 | 0 | 0 | 0 | 4935.8481 | 4935.8481 | 2073 | 0 | 4596.7604 | 40.2665 | 3.5582 | 0 | 0 | 0 | 0 | 0 | 0 | 0 | 0 | 0 | 0 | 0 | 2.8422e-13 | 0 | 0 | 0 | 0 | 4640.5851 | 2073 | 0 | 0 | 0.6585 | 0.065728 | 0 | 0 | 0 | 0 | 0 | 0 |  |  | 0 | [6 empty] | 0 | 0.72423
2074 | 0 | 0 | 10912056.4864 | 1274075.9127 | 0 | 0 | 0 | 0 | 0 | 0 | 0 | 0 | 0 | 0 | 0 | 0 | 0 | 0 | 0 | 0 | 0 | 0 | 0 | 0 | 0 | 5.9517e-08 | 0 | 0 | 0 | 0 | 12186132.3991 |  | 2074 | 0 | 0 | 0 | 48452.6236 | 30379.2205 | 0 | 650263.6548 | 2838.1547 | 0 | 0 | 731933.6536 | 2074 | 0 | 649.0485 | 32.8033 | 83.505 | 0 | 0 | 0 | 0 | 0 | 0 | 765.3568 | 2074 | 0 | 4888.3505 | 42.3417 | 5.1558 | 0 | 0 | 0 | 0 | 0 | 0 | 0 | 0 | 0 | 0 | 0 | 2.8422e-13 | 0 | 0 | 0 | 0 | 4935.8481 | 4935.8481 | 2074 | 0 | 4596.7604 | 39.3693 | 4.3774 | 0 | 0 | 0 | 0 | 0 | 0 | 0 | 0 | 0 | 0 | 0 | 2.8422e-13 | 0 | 0 | 0 | 0 | 4640.5071 | 2074 | 0 | 0 | 0.65026 | 0.08167 | 0 | 0 | 0 | 0 | 0 | 0 |  |  | 0 | [6 empty] | 0 | 0.73193
2075 | 0 | 0 | 11495682.704 | 991804.7037 | 0 | 0 | 0 | 0 | 0 | 0 | 0 | 0 | 0 | 0 | 0 | 0 | 0 | 0 | 0 | 0 | 0 | 0 | 0 | 0 | 0 | 6.0736e-08 | 0 | 0 | 0 | 0 | 12487487.4078 |  | 2075 | 0 | 0 | 0 | 37348.1727 | 23416.8615 | 0 | 675704.8725 | 2187.7018 | 0 | 0 | 738657.6084 | 2075 | 0 | 649.0485 | 32.9554 | 83.3847 | 0 | 0 | 0 | 0 | 0 | 0 | 765.3886 | 2075 | 0 | 4888.3505 | 43.5627 | 3.9349 | 0 | 0 | 0 | 0 | 0 | 0 | 0 | 0 | 0 | 0 | 0 | 2.8422e-13 | 0 | 0 | 0 | 0 | 4935.8481 | 4935.8481 | 2075 | 0 | 4596.7604 | 40.5045 | 3.3408 | 0 | 0 | 0 | 0 | 0 | 0 | 0 | 0 | 0 | 0 | 0 | 2.8422e-13 | 0 | 0 | 0 | 0 | 4640.6057 | 2075 | 0 | 0 | 0.6757 | 0.062953 | 0 | 0 | 0 | 0 | 0 | 0 |  |  | 0 | [6 empty] | 0 | 0.73866
2076 | 0 | 0 | 12102010.8731 | 694598.3201 | 0 | 0 | 0 | 0 | 0 | 0 | 0 | 0 | 0 | 0 | 0 | 0 | 0 | 0 | 0 | 0 | 0 | 0 | 0 | 0 | 0 | 6.1995e-08 | 0 | 0 | 0 | 0 | 12796609.1933 |  | 2076 | 0 | 0 | 0 | 25899.9023 | 16238.9316 | 0 | 701780.9007 | 1517.1094 | 0 | 0 | 745436.844 | 2076 | 0 | 649.0485 | 33.1074 | 83.2644 | 0 | 0 | 0 | 0 | 0 | 0 | 765.4203 | 2076 | 0 | 4888.3505 | 44.7958 | 2.7017 | 0 | 0 | 0 | 0 | 0 | 0 | 0 | 0 | 0 | 0 | 0 | 2.8422e-13 | 0 | 0 | 0 | 0 | 4935.8481 | 4935.8481 | 2076 | 0 | 4596.7604 | 41.6511 | 2.2938 | 0 | 0 | 0 | 0 | 0 | 0 | 0 | 0 | 0 | 0 | 0 | 2.8422e-13 | 0 | 0 | 0 | 0 | 4640.7054 | 2076 | 0 | 0 | 0.70178 | 0.043656 | 0 | 0 | 0 | 0 | 0 | 0 |  |  | 0 | [6 empty] | 0 | 0.74544
2077 | 0 | 0 | 12039827.6418 | 964728.4286 | 0 | 0 | 0 | 0 | 0 | 0 | 0 | 0 | 0 | 0 | 0 | 0 | 0 | 0 | 0 | 0 | 0 | 0 | 0 | 0 | 0 | 6.3281e-08 | 0 | 0 | 0 | 0 | 13004556.0704 |  | 2077 | 0 | 0 | 0 | 35619.7343 | 22333.1511 | 0 | 693337.9188 | 2086.457 | 0 | 0 | 753377.2611 | 2077 | 0 | 649.0485 | 33.2595 | 83.1441 | 0 | 0 | 0 | 0 | 0 | 0 | 765.4521 | 2077 | 0 | 4888.3505 | 43.8187 | 3.6788 | 0 | 0 | 0 | 0 | 0 | 0 | 0 | 0 | 0 | 0 | 0 | 2.8422e-13 | 0 | 0 | 0 | 0 | 4935.8481 | 4935.8481 | 2077 | 0 | 4596.7604 | 40.7426 | 3.1234 | 0 | 0 | 0 | 0 | 0 | 0 | 0 | 0 | 0 | 0 | 0 | 2.8422e-13 | 0 | 0 | 0 | 0 | 4640.6264 | 2077 | 0 | 0 | 0.69334 | 0.060039 | 0 | 0 | 0 | 0 | 0 | 0 |  |  | 0 | [6 empty] | 0 | 0.75338
2078 | 0 | 0 | 11966444.1939 | 1248647.2396 | 0 | 0 | 0 | 0 | 0 | 0 | 0 | 0 | 0 | 0 | 0 | 0 | 0 | 0 | 0 | 0 | 0 | 0 | 0 | 0 | 0 | 6.4592e-08 | 0 | 0 | 0 | 0 | 13215091.4335 |  | 2078 | 0 | 0 | 0 | 45650.6076 | 28622.3897 | 0 | 684461.0471 | 2674.0242 | 0 | 0 | 761408.0686 | 2078 | 0 | 649.0485 | 33.4115 | 83.0238 | 0 | 0 | 0 | 0 | 0 | 0 | 765.4838 | 2078 | 0 | 4888.3505 | 42.8294 | 4.6681 | 0 | 0 | 0 | 0 | 0 | 0 | 0 | 0 | 0 | 0 | 0 | 2.8422e-13 | 0 | 0 | 0 | 0 | 4935.8481 | 4935.8481 | 2078 | 0 | 4596.7604 | 39.8227 | 3.9633 | 0 | 0 | 0 | 0 | 0 | 0 | 0 | 0 | 0 | 0 | 0 | 2.8422e-13 | 0 | 0 | 0 | 0 | 4640.5465 | 2078 | 0 | 0 | 0.68446 | 0.076947 | 0 | 0 | 0 | 0 | 0 | 0 |  |  | 0 | [6 empty] | 0 | 0.76141
2079 | 0 | 0 | 12609176.6971 | 933845.6064 | 0 | 0 | 0 | 0 | 0 | 0 | 0 | 0 | 0 | 0 | 0 | 0 | 0 | 0 | 0 | 0 | 0 | 0 | 0 | 0 | 0 | 6.593e-08 | 0 | 0 | 0 | 0 | 13543022.3035 |  | 2079 | 0 | 0 | 0 | 33806.7236 | 21196.4148 | 0 | 711406.822 | 1980.2583 | 0 | 0 | 768390.2188 | 2079 | 0 | 649.0485 | 33.5636 | 82.9035 | 0 | 0 | 0 | 0 | 0 | 0 | 765.5156 | 2079 | 0 | 4888.3505 | 44.0748 | 3.4228 | 0 | 0 | 0 | 0 | 0 | 0 | 0 | 0 | 0 | 0 | 0 | 2.8422e-13 | 0 | 0 | 0 | 0 | 4935.8481 |  | 2079 | 0 | 4596.7604 | 40.9807 | 2.906 | 0 | 0 | 0 | 0 | 0 | 0 | 0 | 0 | 0 | 0 | 0 | 2.8422e-13 | 0 | 0 | 0 | 0 | 4640.6471 | 2079 | 0 | 0 | 0.71141 | 0.056983 | 0 | 0 | 0 | 0 | 0 | 0 |  |  | 0 | [6 empty] | 0 | 0.76839
2080 | 0 | 0 | 13276860.4379 | 602559.3535 | 0 | 0 | 0 | 0 | 0 | 0 | 0 | 0 | 0 | 0 | 0 | 0 | 0 | 0 | 0 | 0 | 0 | 0 | 0 | 0 | 0 | 6.7295e-08 | 0 | 0 | 0 | 0 | 13879419.7914 |  | 2080 | 0 | 0 | 0 | 21599.7656 | 13542.7969 | 0 | 739021.8349 | 1265.2251 | 0 | 0 | 775429.6225 | 2080 | 0 | 649.0485 | 33.7157 | 82.7832 | 0 | 0 | 0 | 0 | 0 | 0 | 765.5473 | 2080 | 0 | 4888.3505 | 45.3323 | 2.1652 | 0 | 0 | 0 | 0 | 0 | 0 | 0 | 0 | 0 | 0 | 0 | 2.8422e-13 | 0 | 0 | 0 | 0 | 4935.8481 |  | 2080 | 0 | 4596.7604 | 42.1499 | 1.8383 | 0 | 0 | 0 | 0 | 0 | 0 | 0 | 0 | 0 | 0 | 0 | 2.8422e-13 | 0 | 0 | 0 | 0 | 4640.7487 | 2080 | 0 | 0 | 0.73902 | 0.036408 | 0 | 0 | 0 | 0 | 0 | 0 |  |  | 0 | [6 empty] | 0 | 0.77543
TOTAL | 0 | 0 | 676087833.6183 | 375132719.8539 | 0 | 0 | 0 | 0 | 0 | 0 | 0 | 0 | 0 | 0 | 0 | 0 | 0 | 0 | 0 | 0 | 0 | 0 | 155146893.9034 | 7577627.4547 | 0 | 371951031.784 | 0 | 0 | 0 | 0 | 1585896106.6144 |  | TOTAL | 0 | 0 | 0 | 27925856.5738 | 17509180.9377 | 0 | 83858247.3597 | 1635781.4055 | 0 | 0 | 130929066.2767 | TOTAL | 5873.2877 | 34160.3389 | 2505.8216 | 5586.9549 | 0 | 0 | 0 | 0 | 0 | 0 | 48126.403 | TOTAL | 35550 | 259736.0264 | 5693.5997 | 4525.3475 | 0 | 0 | 0 | 0 | 0 | 0 | 0 | 0 | 2543.8177 | 172.9375 | 0 | 5880.562 | 0 | 0 | 0 | 0 | 314102.2907 |  | TOTAL | 32045.4636 | 244242.7724 | 5293.9017 | 3842.1114 | 0 | 0 | 0 | 0 | 0 | 0 | 0 | 0 | 2365.2384 | 146.8274 | 0 | 5880.562 | 0 | 0 | 0 | 0 | 293816.8769 | TOTAL | 0 | 0 | 60.5144 | 45.4732 | 0 | 0 | 0 | 0 | 0 | 0 | 0 | 0 | 23.3438 | 0 | 0 | 0 | 0 | 0 | 0 | 0 | 129.3314

## Base
Revenue & Tariff Model | RevModel.Gen5 BigBenefit v2 MLresidMIX | [23 empty] | back to 2012 | 132.3621 | [5 empty] | back to 2012 | 419.0238 | [24 empty] | 35550 | 201075.8198 |  |  | 79.31% | of production sold |  |  | 92.24% | ex Emera | [9 empty] | 0 | 253530.2527 | 253530.2527
Output Sheet (Calendar Year) | 7% |  | 186.4874 | 153.436 | [18 empty] | 90.0656 | 3.8666 |  | 173.4997 |  |  |  |  | 607.3553 | net of tariffs | 549.2547 | [10 empty] | 58.1006 | [13 empty] | 12189.4765 | 39868.169 | 7% | or | 65.14% | of production sold |  |  | 81.33% | ex Emera | [9 empty] | 0 | 61207.9538 | 61207.9538
| Energy Revenues - Contract/Peak/Capacity Markets | [9 empty] | Capacity Revenues - Contract/Peak/Capacity Markets | [9 empty] | Energy Revenues - Off peak/energy markets | [12 empty] | Tariffs By System | [11 empty] | Ave Monthly Gen Cap Used By Capacity-Backed Market (MW, As Seen at Bus) | [11 empty] | Energy Dispatched By Market (GWh, As Seen at Bus) | [22 empty] | Energy Dispatched By Market (GWh, In Market) | [21 empty] | Tariffs By Market ($ '000,000) | [20 empty] | 464203069.3786 | 44378207.0884 | 419824862.2902 | 20175.3563 | 419.8249
Calendar Year | Emera Block A (Capacity-Backed Mkt) | Island Load (Capacity-Backed Mkt) | NYISO via HQ (Capacity-Backed Mkt) | NEISO via Bayside (Capacity-Backed Mkt) | CapBkMkt Spare | CapBkMkt Spare | CapBkMkt Spare | CapBkMkt Spare | CapBkMkt Spare | CapBkMkt Spare | Emera Block A (Capacity-Backed Mkt) | Island Load (Capacity-Backed Mkt) | NYISO via HQ (Capacity-Backed Mkt) | NEISO via Bayside (Capacity-Backed Mkt) | CapBkMkt Spare | CapBkMkt Spare | CapBkMkt Spare | CapBkMkt Spare | CapBkMkt Spare | CapBkMkt Spare | EnMkt Spare | EnMkt Spare | NYISO via HQ (Energy Mkt) | NEISO via Bayside (Energy Mkt) | NS Residual Sales | Maritime Link netback residual | EnMkt Spare | EnMkt Spare | EnMkt Spare | Spill (Non-Firm) Market | Total |  | Calendar Year | Island Link | Island Grid | Maritime Link | NS Grid | NB Bayside Grid | Labrador Grid | HQ Grid | MEPCO | Spare Txn Grid | Spare Txn Grid | Total | Calendar Year | Emera Block A (Capacity-Backed Mkt) | Island Load (Capacity-Backed Mkt) | NYISO via HQ (Capacity-Backed Mkt) | NEISO via Bayside (Capacity-Backed Mkt) | CapBkMkt Spare | CapBkMkt Spare | CapBkMkt Spare | CapBkMkt Spare | CapBkMkt Spare | CapBkMkt Spare | Total | Calendar Year | Emera Block A (Capacity-Backed Mkt) | Island Load (Capacity-Backed Mkt) | NYISO via HQ (Capacity-Backed Mkt) | NEISO via Bayside (Capacity-Backed Mkt) | CapBkMkt Spare | CapBkMkt Spare | CapBkMkt Spare | CapBkMkt Spare | CapBkMkt Spare | CapBkMkt Spare | EnMkt Spare | EnMkt Spare | NYISO via HQ (Energy Mkt) | NEISO via Bayside (Energy Mkt) | NS Residual Sales | Maritime Link netback residual | EnMkt Spare | EnMkt Spare | EnMkt Spare | Spill (Non-Firm) Market | Total | Volume for water lease | Calendar Year | Emera Block A (Capacity-Backed Mkt) | Island Load (Capacity-Backed Mkt) | NYISO via HQ (Capacity-Backed Mkt) | NEISO via Bayside (Capacity-Backed Mkt) | CapBkMkt Spare | CapBkMkt Spare | CapBkMkt Spare | CapBkMkt Spare | CapBkMkt Spare | CapBkMkt Spare | EnMkt Spare | EnMkt Spare | NYISO via HQ (Energy Mkt) | NEISO via Bayside (Energy Mkt) | NS Residual Sales | Maritime Link netback residual | EnMkt Spare | EnMkt Spare | EnMkt Spare | Spill (Non-Firm) Market | Total | Calendar Year | Emera Block A (Capacity-Backed Mkt) | Island Load (Capacity-Backed Mkt) | NYISO via HQ (Capacity-Backed Mkt) | NEISO via Bayside (Capacity-Backed Mkt) | CapBkMkt Spare | CapBkMkt Spare | CapBkMkt Spare | CapBkMkt Spare | CapBkMkt Spare | CapBkMkt Spare | EnMkt Spare | EnMkt Spare | NYISO via HQ (Energy Mkt) | NEISO via Bayside (Energy Mkt) | NS Residual Sales | Maritime Link netback residual | EnMkt Spare | EnMkt Spare | EnMkt Spare | Spill (Non-Firm) Market | Total | Export revenues | Tariffs | Export net revenues
2016 | 0 | 0 | 0 | 0 | 0 | 0 | 0 | 0 | 0 | 0 | 0 | 0 | 0 | 0 | 0 | 0 | 0 | 0 | 0 | 0 | 0 | 0 | 0 | 0 | 0 | 0 | 0 | 0 | 0 | 0 | 0 |  | 2016 | 0 | 0 | 0 | 0 | 0 | 0 | 0 | 0 | 0 | 0 | 0 | 2016 | 0 | 0 | 0 | 0 | 0 | 0 | 0 | 0 | 0 | 0 | 0 | 2016 | 0 | 0 | 0 | 0 | 0 | 0 | 0 | 0 | 0 | 0 | 0 | 0 | 0 | 0 | 0 | 0 | 0 | 0 | 0 | 0 | 0 |  | 2016 | 0 | 0 | 0 | 0 | 0 | 0 | 0 | 0 | 0 | 0 | 0 | 0 | 0 | 0 | 0 | 0 | 0 | 0 | 0 | 0 | 0 | 2016 | 0 | 0 | 0 | 0 | 0 | 0 | 0 | 0 | 0 | 0 |  |  | 0 | [6 empty] | 0 | 0 | 0 | 0 | 0 | 2016 | 0
2017 | 0 | 0 | 5827966.7061 | 1349349.2478 | 0 | 0 | 0 | 0 | 0 | 0 | 0 | 0 | 0 | 0 | 0 | 0 | 0 | 0 | 0 | 0 | 0 | 0 | 5287053.6304 | 1298780.1851 | 0 | 4360865.3907 | 0 | 0 | 0 | 0 | 18124015.1601 |  | 2017 | 0 | 0 | 0 | 380707.6518 | 238699.1834 | 0 | 2048519.8434 | 22300.2828 | 0 | 0 | 2690226.9613 | 2017 | 41.9521 | 144.3033 | 35.9092 | 8.0009 | 0 | 0 | 0 | 0 | 0 | 0 | 230.1654 | 2017 | 310.0274 | 1042.0715 | 108.2412 | 32.2595 | 0 | 0 | 0 | 0 | 0 | 0 | 0 | 0 | 126.9589 | 39.1722 | 0 | 143.2693 | 0 | 0 | 0 | 0 | 1802 |  | 2017 | 279.4647 | 979.9119 | 100.6425 | 27.389 | 0 | 0 | 0 | 0 | 0 | 0 | 0 | 0 | 118.0462 | 33.258 | 0 | 143.2693 | 0 | 0 | 0 | 0 | 1681.9817 | 2017 | 0 | 0 | 0.94275 | 0.2898 | 0 | 0 | 0 | 0 | 0 | 0 |  |  | 1.1058 | [6 empty] | 0 | 2.3383 | 18124015.1601 | 2690226.9613 | 15433788.1988 | 2017 | 15.4338
2018 | 0 | 0 | 20988391.4528 | 21884051.8313 | 0 | 0 | 0 | 0 | 0 | 0 | 0 | 0 | 0 | 0 | 0 | 0 | 0 | 0 | 0 | 0 | 0 | 0 | 13892044.4426 | 923926.9335 | 0 | 17461234.9346 | 0 | 0 | 0 | 0 | 75149649.5947 |  | 2018 | 0 | 0 | 0 | 2389417.6372 | 1498136.5257 | 0 | 5742079.6212 | 139962.2221 | 0 | 0 | 9769596.0063 | 2018 | 167.8082 | 323.741 | 87.5349 | 137.1965 | 0 | 0 | 0 | 0 | 0 | 0 | 716.2806 | 2018 | 1230 | 2207.3479 | 358.7142 | 419.9673 | 0 | 0 | 0 | 0 | 0 | 0 | 0 | 0 | 294.0331 | 23.9175 | 0 | 401.8681 | 0 | 0 | 0 | 0 | 4935.8481 | 6737.8481 | 2018 | 1108.746 | 2075.6796 | 333.532 | 356.5607 | 0 | 0 | 0 | 0 | 0 | 0 | 0 | 0 | 273.3916 | 20.3065 | 0 | 401.8681 | 0 | 0 | 0 | 0 | 4570.0844 | 2018 | 0 | 0 | 3.1555 | 3.8105 | 0 | 0 | 0 | 0 | 0 | 0 |  |  | 2.5865 | [6 empty] | 0 | 9.5526 | 75149649.5947 | 9769596.0063 | 65380053.5884 | 2018 | 65.3801
2019 | 0 | 0 | 22691283.5878 | 22945736.2887 | 0 | 0 | 0 | 0 | 0 | 0 | 0 | 0 | 0 | 0 | 0 | 0 | 0 | 0 | 0 | 0 | 0 | 0 | 15252987.757 | 745705.4443 | 0 | 18706621.6657 | 0 | 0 | 0 | 0 | 80342334.7435 |  | 2019 | 0 | 0 | 0 | 2284901.7532 | 1432606.3058 | 0 | 5789914.4162 | 133840.1131 | 0 | 0 | 9641262.5882 | 2019 | 167.8082 | 327.7696 | 86.8838 | 136.0696 | 0 | 0 | 0 | 0 | 0 | 0 | 718.5312 | 2019 | 1230 | 2245.0462 | 355.4711 | 402.9779 | 0 | 0 | 0 | 0 | 0 | 0 | 0 | 0 | 296.1973 | 17.2882 | 0 | 388.8674 | 0 | 0 | 0 | 0 | 4935.8481 | 4935.8481 | 2019 | 1108.746 | 2111.1292 | 330.5166 | 342.1364 | 0 | 0 | 0 | 0 | 0 | 0 | 0 | 0 | 275.4038 | 14.678 | 0 | 388.8674 | 0 | 0 | 0 | 0 | 4571.4774 | 2019 | 0 | 0 | 3.1583 | 3.6929 | 0 | 0 | 0 | 0 | 0 | 0 |  |  | 2.6316 | [6 empty] | 0 | 9.4828 | 80342334.7435 | 9641262.5882 | 70701072.1553 | 2019 | 70.7011
2020 | 0 | 0 | 24176440.5025 | 23663547.1731 | 0 | 0 | 0 | 0 | 0 | 0 | 0 | 0 | 0 | 0 | 0 | 0 | 0 | 0 | 0 | 0 | 0 | 0 | 15864483.4471 | 612008.469 | 0 | 19533141.0527 | 0 | 0 | 0 | 0 | 83849620.6445 |  | 2020 | 0 | 0 | 0 | 2162236.5329 | 1355696.6672 | 0 | 5646690.916 | 126654.8908 | 0 | 0 | 9291279.007 | 2020 | 167.8082 | 335.6155 | 85.3187 | 133.9786 | 0 | 0 | 0 | 0 | 0 | 0 | 722.721 | 2020 | 1230 | 2316.1157 | 347.6994 | 380.9058 | 0 | 0 | 0 | 0 | 0 | 0 | 0 | 0 | 281.5563 | 12.8606 | 0 | 366.7103 | 0 | 0 | 0 | 0 | 4935.8481 | 4935.8481 | 2020 | 1108.746 | 2177.9594 | 323.2905 | 323.3968 | 0 | 0 | 0 | 0 | 0 | 0 | 0 | 0 | 261.7907 | 10.9189 | 0 | 366.7103 | 0 | 0 | 0 | 0 | 4572.8124 | 2020 | 0 | 0 | 3.1201 | 3.5256 | 0 | 0 | 0 | 0 | 0 | 0 |  |  | 2.5266 | [6 empty] | 0 | 9.1722 | 83849620.6445 | 9291279.007 | 74558341.6375 | 2020 | 74.5583
2021 | 0 | 0 | 24355393.7765 | 21879603.5924 | 0 | 0 | 0 | 0 | 0 | 0 | 0 | 0 | 0 | 0 | 0 | 0 | 0 | 0 | 0 | 0 | 0 | 0 | 15028112.855 | 379363.5727 | 0 | 19826727.2168 | 0 | 0 | 0 | 0 | 81469201.0134 |  | 2021 | 0 | 0 | 0 | 1908913.0629 | 1196865.8553 | 0 | 5373315.6066 | 111816.2476 | 0 | 0 | 8590910.7723 | 2021 | 167.8082 | 348.7296 | 81.3011 | 130.949 | 0 | 0 | 0 | 0 | 0 | 0 | 728.788 | 2021 | 1230 | 2419.4028 | 337.0037 | 336.6649 | 0 | 0 | 0 | 0 | 0 | 0 | 0 | 0 | 255.859 | 7.5267 | 0 | 349.3911 | 0 | 0 | 0 | 0 | 4935.8481 | 4935.8481 | 2021 | 1108.746 | 2275.0854 | 313.3456 | 285.8353 | 0 | 0 | 0 | 0 | 0 | 0 | 0 | 0 | 237.8974 | 6.3903 | 0 | 349.3911 | 0 | 0 | 0 | 0 | 4576.691 | 2021 | 0 | 0 | 3.0544 | 3.1472 | 0 | 0 | 0 | 0 | 0 | 0 |  |  | 2.3189 | [6 empty] | 0 | 8.5205 | 81469201.0134 | 8590910.7723 | 72878290.2412 | 2021 | 72.8783
2022 | 0 | 0 | 23100332.7025 | 19009246.4174 | 0 | 0 | 0 | 0 | 0 | 0 | 0 | 0 | 0 | 0 | 0 | 0 | 0 | 0 | 0 | 0 | 0 | 0 | 14204585.7264 | 676926.5765 | 0 | 22794405.1155 | 0 | 0 | 0 | 0 | 79785496.5383 |  | 2022 | 0 | 0 | 0 | 1641070.1649 | 1028931.5342 | 0 | 4941095.7798 | 96127.1162 | 0 | 0 | 7707224.5951 | 2022 | 167.8082 | 366.1729 | 74.7052 | 126.9169 | 0 | 0 | 0 | 0 | 0 | 0 | 735.6032 | 2022 | 1166.9863 | 2557.4553 | 307.2803 | 279.5941 | 0 | 0 | 0 | 0 | 0 | 0 | 0 | 0 | 232.4958 | 13.3737 | 0 | 378.6626 | 0 | 0 | 0 | 0 | 4935.8481 | 4935.8481 | 2022 | 1051.9442 | 2404.9031 | 285.7088 | 237.381 | 0 | 0 | 0 | 0 | 0 | 0 | 0 | 0 | 216.1743 | 11.3545 | 0 | 378.6626 | 0 | 0 | 0 | 0 | 4586.1286 | 2022 | 0 | 0 | 2.8128 | 2.6399 | 0 | 0 | 0 | 0 | 0 | 0 |  |  | 2.1283 | [6 empty] | 0 | 7.581 | 79785496.5383 | 7707224.5951 | 72078271.9432 | 2022 | 72.0783
2023 | 0 | 0 | 21306545.001 | 23042771.6383 | 0 | 0 | 0 | 0 | 0 | 0 | 0 | 0 | 0 | 0 | 0 | 0 | 0 | 0 | 0 | 0 | 0 | 0 | 12879000.7177 | 349641.1851 | 0 | 28560700.566 | 0 | 0 | 0 | 0 | 86138659.1082 |  | 2023 | 0 | 0 | 0 | 1863608.1708 | 1168460.2252 | 0 | 4376591.7048 | 109162.474 | 0 | 0 | 7517822.5748 | 2023 | 167.8082 | 383.783 | 65.7707 | 124.5213 | 0 | 0 | 0 | 0 | 0 | 0 | 741.8833 | 2023 | 980 | 2694.8918 | 270.985 | 322.8893 | 0 | 0 | 0 | 0 | 0 | 0 | 0 | 0 | 202.3897 | 6.5125 | 0 | 458.1798 | 0 | 0 | 0 | 0 | 4935.8481 | 4935.8481 | 2023 | 883.3911 | 2534.1415 | 251.9615 | 274.1395 | 0 | 0 | 0 | 0 | 0 | 0 | 0 | 0 | 188.1816 | 5.5292 | 0 | 458.1798 | 0 | 0 | 0 | 0 | 4595.5244 | 2023 | 0 | 0 | 2.5054 | 3.0791 | 0 | 0 | 0 | 0 | 0 | 0 |  |  | 1.8712 | [6 empty] | 0 | 7.4557 | 86138659.1082 | 7517822.5748 | 78620836.5334 | 2023 | 78.6208
2024 | 0 | 0 | 20631681.7629 | 21454074.3052 | 0 | 0 | 0 | 0 | 0 | 0 | 0 | 0 | 0 | 0 | 0 | 0 | 0 | 0 | 0 | 0 | 0 | 0 | 11753300.9859 | 145716.6214 | 0 | 28176688.2119 | 0 | 0 | 0 | 0 | 82161461.8874 |  | 2024 | 0 | 0 | 0 | 1665197.3423 | 1044058.9884 | 0 | 3969730.887 | 97540.3867 | 0 | 0 | 6776527.6043 | 2024 | 167.8082 | 395.614 | 61.3691 | 122.3804 | 0 | 0 | 0 | 0 | 0 | 0 | 747.1717 | 2024 | 980 | 2809.9141 | 250.8586 | 288.8632 | 0 | 0 | 0 | 0 | 0 | 0 | 0 | 0 | 174.2586 | 2.5544 | 0 | 429.3993 | 0 | 0 | 0 | 0 | 4935.8481 | 4935.8481 | 2024 | 883.3911 | 2642.3027 | 233.248 | 245.2507 | 0 | 0 | 0 | 0 | 0 | 0 | 0 | 0 | 162.0254 | 2.1687 | 0 | 429.3993 | 0 | 0 | 0 | 0 | 4597.7859 | 2024 | 0 | 0 | 2.3425 | 2.7822 | 0 | 0 | 0 | 0 | 0 | 0 |  |  | 1.6272 | [6 empty] | 0 | 6.7519 | 82161461.8874 | 6776527.6043 | 75384934.283 | 2024 | 75.3849
2025 | 0 | 0 | 20705659.6661 | 19967066.228 | 0 | 0 | 0 | 0 | 0 | 0 | 0 | 0 | 0 | 0 | 0 | 0 | 0 | 0 | 0 | 0 | 0 | 0 | 10390968.8267 | 30827.3609 | 0 | 27785578.105 | 0 | 0 | 0 | 0 | 78880100.1867 |  | 2025 | 0 | 0 | 0 | 1489906.0979 | 934153.4566 | 0 | 3648324.5257 | 87272.5492 | 0 | 0 | 6159656.6294 | 2025 | 167.8082 | 404.5002 | 58.675 | 120.0173 | 0 | 0 | 0 | 0 | 0 | 0 | 751.0008 | 2025 | 980 | 2908.5453 | 240.3505 | 257.6506 | 0 | 0 | 0 | 0 | 0 | 0 | 0 | 0 | 146.4791 | 0.50858 | 0 | 402.314 | 0 | 0 | 0 | 0 | 4935.8481 | 4935.8481 | 2025 | 883.3911 | 2735.0506 | 223.4776 | 218.7505 | 0 | 0 | 0 | 0 | 0 | 0 | 0 | 0 | 136.1961 | 0.43179 | 0 | 402.314 | 0 | 0 | 0 | 0 | 4599.6117 | 2025 | 0 | 0 | 2.2668 | 2.5064 | 0 | 0 | 0 | 0 | 0 | 0 |  |  | 1.3815 | [6 empty] | 0 | 6.1547 | 78880100.1867 | 6159656.6294 | 72720443.5574 | 2025 | 72.7204
2026 | 0 | 0 | 20604063.8998 | 18349225.7354 | 0 | 0 | 0 | 0 | 0 | 0 | 0 | 0 | 0 | 0 | 0 | 0 | 0 | 0 | 0 | 0 | 0 | 0 | 9404088.8091 | 0 | 0 | 26965045.4206 | 0 | 0 | 0 | 0 | 75322423.8648 |  | 2026 | 0 | 0 | 0 | 1332829.8392 | 835668.505 | 0 | 3429188.8862 | 78071.6703 | 0 | 0 | 5675758.9007 | 2026 | 167.8082 | 411.4978 | 56.5767 | 117.8702 | 0 | 0 | 0 | 0 | 0 | 0 | 753.7529 | 2026 | 980 | 2986.1935 | 231.4942 | 228.6556 | 0 | 0 | 0 | 0 | 0 | 0 | 0 | 0 | 128.5007 | 0 | 0 | 381.004 | 0 | 0 | 0 | 0 | 4935.8481 | 4935.8481 | 2026 | 883.3911 | 2808.0671 | 215.243 | 194.1333 | 0 | 0 | 0 | 0 | 0 | 0 | 0 | 0 | 119.4797 | 0 | 0 | 381.004 | 0 | 0 | 0 | 0 | 4601.3183 | 2026 | 0 | 0 | 2.2051 | 2.2466 | 0 | 0 | 0 | 0 | 0 | 0 |  |  | 1.2241 | [6 empty] | 0 | 5.6758 | 75322423.8648 | 5675758.9007 | 69646664.9642 | 2026 | 69.6467
2027 | 0 | 0 | 20403601.3504 | 15998339.8461 | 0 | 0 | 0 | 0 | 0 | 0 | 0 | 0 | 0 | 0 | 0 | 0 | 0 | 0 | 0 | 0 | 0 | 0 | 7531486.2647 | 0 | 0 | 25491891.8921 | 0 | 0 | 0 | 0 | 69425319.3534 |  | 2027 | 0 | 0 | 0 | 1132811.8178 | 710259.5773 | 0 | 3088998.0782 | 66355.4403 | 0 | 0 | 4998424.9136 | 2027 | 167.8082 | 420.8326 | 53.7372 | 114.3399 | 0 | 0 | 0 | 0 | 0 | 0 | 756.718 | 2027 | 980 | 3089.8027 | 221.5095 | 192.4171 | 0 | 0 | 0 | 0 | 0 | 0 | 0 | 0 | 99.5616 | 0 | 0 | 352.5572 | 0 | 0 | 0 | 0 | 4935.8481 | 4935.8481 | 2027 | 883.3911 | 2905.496 | 205.9592 | 163.366 | 0 | 0 | 0 | 0 | 0 | 0 | 0 | 0 | 92.5722 | 0 | 0 | 352.5572 | 0 | 0 | 0 | 0 | 4603.3418 | 2027 | 0 | 0 | 2.1311 | 1.9094 | 0 | 0 | 0 | 0 | 0 | 0 |  |  | 0.95787 | [6 empty] | 0 | 4.9984 | 69425319.3534 | 4998424.9136 | 64426894.4397 | 2027 | 64.4269
2028 | 0 | 0 | 18392443.0354 | 13528124.4152 | 0 | 0 | 0 | 0 | 0 | 0 | 0 | 0 | 0 | 0 | 0 | 0 | 0 | 0 | 0 | 0 | 0 | 0 | 4625487.2162 | 0 | 0 | 22422356.2231 | 0 | 0 | 0 | 0 | 58968410.8899 |  | 2028 | 0 | 0 | 0 | 929435.1526 | 582744.8198 | 0 | 2454773.7084 | 54442.4747 | 0 | 0 | 4021396.1555 | 2028 | 167.8082 | 434.0274 | 47.2388 | 110.5295 | 0 | 0 | 0 | 0 | 0 | 0 | 759.6038 | 2028 | 980 | 3241.5734 | 192.8986 | 156.3088 | 0 | 0 | 0 | 0 | 0 | 0 | 0 | 0 | 59.7249 | 0 | 0 | 305.3425 | 0 | 0 | 0 | 0 | 4935.8481 | 4935.8481 | 2028 | 883.3911 | 3048.2135 | 179.3568 | 132.7094 | 0 | 0 | 0 | 0 | 0 | 0 | 0 | 0 | 55.5321 | 0 | 0 | 305.3425 | 0 | 0 | 0 | 0 | 4604.5454 | 2028 | 0 | 0 | 1.8744 | 1.5666 | 0 | 0 | 0 | 0 | 0 | 0 |  |  | 0.58035 | [6 empty] | 0 | 4.0214 | 58968410.8899 | 4021396.1555 | 54947014.7344 | 2028 | 54.947
2029 | 0 | 0 | 14997893.7858 | 8046388.4026 | 0 | 0 | 0 | 0 | 0 | 0 | 0 | 0 | 0 | 0 | 0 | 0 | 0 | 0 | 0 | 0 | 0 | 0 | 2778204.0071 | 0 | 0 | 16920597.3596 | 0 | 0 | 0 | 0 | 42743083.5551 |  | 2029 | 0 | 0 | 0 | 533952.0938 | 334781.6314 | 0 | 1809212.5704 | 31276.7096 | 0 | 0 | 2709223.0053 | 2029 | 167.8082 | 451.0285 | 41.3208 | 102.535 | 0 | 0 | 0 | 0 | 0 | 0 | 762.6925 | 2029 | 980 | 3454.7221 | 149.9527 | 88.9089 | 0 | 0 | 0 | 0 | 0 | 0 | 0 | 0 | 34.3919 | 0 | 0 | 227.8725 | 0 | 0 | 0 | 0 | 4935.8481 | 4935.8481 | 2029 | 883.3911 | 3248.6479 | 139.4258 | 75.4855 | 0 | 0 | 0 | 0 | 0 | 0 | 0 | 0 | 31.9776 | 0 | 0 | 227.8725 | 0 | 0 | 0 | 0 | 4606.8004 | 2029 | 0 | 0 | 1.4717 | 0.90001 | 0 | 0 | 0 | 0 | 0 | 0 |  |  | 0.33753 | [6 empty] | 0 | 2.7092 | 42743083.5551 | 2709223.0053 | 40033860.5498 | 2029 | 40.0339
2030 | 0 | 0 | 13535395.2058 | 6882602.0472 | 0 | 0 | 0 | 0 | 0 | 0 | 0 | 0 | 0 | 0 | 0 | 0 | 0 | 0 | 0 | 0 | 0 | 0 | 2282454.8474 | 0 | 0 | 13877120.5325 | 0 | 0 | 0 | 0 | 36577572.6329 |  | 2030 | 0 | 0 | 0 | 447977.9439 | 280876.8589 | 0 | 1564871.717 | 26240.6988 | 0 | 0 | 2319967.2186 | 2030 | 167.8082 | 456.4148 | 39.5277 | 99.5962 | 0 | 0 | 0 | 0 | 0 | 0 | 763.347 | 2030 | 980 | 3541.5881 | 130.3341 | 73.8547 | 0 | 0 | 0 | 0 | 0 | 0 | 0 | 0 | 27.5354 | 0 | 0 | 182.5358 | 0 | 0 | 0 | 0 | 4935.8481 | 4935.8481 | 2030 | 883.3911 | 3330.3324 | 121.1845 | 62.7042 | 0 | 0 | 0 | 0 | 0 | 0 | 0 | 0 | 25.6023 | 0 | 0 | 182.5358 | 0 | 0 | 0 | 0 | 4605.7503 | 2030 | 0 | 0 | 1.2919 | 0.7551 | 0 | 0 | 0 | 0 | 0 | 0 |  |  | 0.27294 | [6 empty] | 0 | 2.32 | 36577572.6329 | 2319967.2186 | 34257605.4143 | 2030 | 34.2576
2031 | 0 | 0 | 12009510.2097 | 5782260.6088 | 0 | 0 | 0 | 0 | 0 | 0 | 0 | 0 | 0 | 0 | 0 | 0 | 0 | 0 | 0 | 0 | 0 | 0 | 1600398.7755 | 0 | 0 | 10538034.016 | 0 | 0 | 0 | 0 | 29930203.61 |  | 2031 | 0 | 0 | 0 | 376097.95 | 235808.955 | 0 | 1315882.0534 | 22030.2655 | 0 | 0 | 1949819.2239 | 2031 | 167.8082 | 461.7143 | 37.8623 | 96.6258 | 0 | 0 | 0 | 0 | 0 | 0 | 764.0106 | 2031 | 980 | 3625.8243 | 112.331 | 61.3905 | 0 | 0 | 0 | 0 | 0 | 0 | 0 | 0 | 19.1051 | 0 | 0 | 137.1971 | 0 | 0 | 0 | 0 | 4935.8481 | 4935.8481 | 2031 | 883.3911 | 3409.5439 | 104.4453 | 52.1218 | 0 | 0 | 0 | 0 | 0 | 0 | 0 | 0 | 17.7639 | 0 | 0 | 137.1971 | 0 | 0 | 0 | 0 | 4604.4631 | 2031 | 0 | 0 | 1.1246 | 0.63394 | 0 | 0 | 0 | 0 | 0 | 0 |  |  | 0.19127 | [6 empty] | 0 | 1.9498 | 29930203.61 | 1949819.2239 | 27980384.3861 | 2031 | 27.9804
2032 | 0 | 0 | 10546817.0542 | 4824870.0205 | 0 | 0 | 0 | 0 | 0 | 0 | 0 | 0 | 0 | 0 | 0 | 0 | 0 | 0 | 0 | 0 | 0 | 0 | 1232967.0582 | 0 | 0 | 7881254.2963 | 0 | 0 | 0 | 0 | 24485908.4291 |  | 2032 | 0 | 0 | 0 | 310052.2903 | 194399.1096 | 0 | 1124158.2551 | 18161.5833 | 0 | 0 | 1646771.2383 | 2032 | 167.8082 | 466.6017 | 36.3415 | 93.8751 | 0 | 0 | 0 | 0 | 0 | 0 | 764.6265 | 2032 | 980 | 3693.0667 | 96.5924 | 50.1088 | 0 | 0 | 0 | 0 | 0 | 0 | 0 | 0 | 14.5818 | 0 | 0 | 101.4984 | 0 | 0 | 0 | 0 | 4935.8481 | 4935.8481 | 2032 | 883.3911 | 3472.7752 | 89.8115 | 42.5434 | 0 | 0 | 0 | 0 | 0 | 0 | 0 | 0 | 13.5581 | 0 | 0 | 101.4984 | 0 | 0 | 0 | 0 | 4603.5778 | 2032 | 0 | 0 | 0.97671 | 0.52261 | 0 | 0 | 0 | 0 | 0 | 0 |  |  | 0.14745 | [6 empty] | 0 | 1.6468 | 24485908.4291 | 1646771.2383 | 22839137.1908 | 2032 | 22.8391
2033 | 0 | 0 | 8959681.2211 | 4027360.5628 | 0 | 0 | 0 | 0 | 0 | 0 | 0 | 0 | 0 | 0 | 0 | 0 | 0 | 0 | 0 | 0 | 0 | 0 | 866604.6425 | 0 | 0 | 5404605.2684 | 0 | 0 | 0 | 0 | 19258251.6947 |  | 2033 | 0 | 0 | 0 | 254181.1087 | 159368.5411 | 0 | 929237.2427 | 14888.8801 | 0 | 0 | 1357675.7726 | 2033 | 167.8082 | 471.4297 | 34.8446 | 91.1483 | 0 | 0 | 0 | 0 | 0 | 0 | 765.2308 | 2033 | 980 | 3755.1011 | 80.5583 | 40.6725 | 0 | 0 | 0 | 0 | 0 | 0 | 0 | 0 | 10.4293 | 0 | 0 | 69.087 | 0 | 0 | 0 | 0 | 4935.8481 | 4935.8481 | 2033 | 883.3911 | 3531.1093 | 74.903 | 34.5318 | 0 | 0 | 0 | 0 | 0 | 0 | 0 | 0 | 9.6971 | 0 | 0 | 69.087 | 0 | 0 | 0 | 0 | 4602.7193 | 2033 | 0 | 0 | 0.82273 | 0.42844 | 0 | 0 | 0 | 0 | 0 | 0 |  |  | 0.10651 | [6 empty] | 0 | 1.3577 | 19258251.6947 | 1357675.7726 | 17900575.9221 | 2033 | 17.9006
2034 | 0 | 0 | 7380273.9743 | 3268592.0454 | 0 | 0 | 0 | 0 | 0 | 0 | 0 | 0 | 0 | 0 | 0 | 0 | 0 | 0 | 0 | 0 | 0 | 0 | 644986.3392 | 0 | 0 | 2812343.7938 | 0 | 0 | 0 | 0 | 14106196.1527 |  | 2034 | 0 | 0 | 0 | 202568.1653 | 127007.8377 | 0 | 754610.2458 | 11865.607 | 0 | 0 | 1096051.8557 | 2034 | 167.8082 | 476.3041 | 33.329 | 88.4028 | 0 | 0 | 0 | 0 | 0 | 0 | 765.8441 | 2034 | 980 | 3813.9943 | 65.5471 | 32.0928 | 0 | 0 | 0 | 0 | 0 | 0 | 0 | 0 | 7.61 | 0 | 0 | 36.6038 | 0 | 0 | 0 | 0 | 4935.8481 | 4935.8481 | 2034 | 883.3911 | 3586.4896 | 60.9457 | 27.2474 | 0 | 0 | 0 | 0 | 0 | 0 | 0 | 0 | 7.0757 | 0 | 0 | 36.6038 | 0 | 0 | 0 | 0 | 4601.7534 | 2034 | 0 | 0 | 0.67611 | 0.34144 | 0 | 0 | 0 | 0 | 0 | 0 |  |  | 0.078496 | [6 empty] | 0 | 1.0961 | 14106196.1527 | 1096051.8557 | 13010144.297 | 2034 | 13.0101
2035 | 0 | 0 | 6039456.1994 | 2460568.6816 | 0 | 0 | 0 | 0 | 0 | 0 | 0 | 0 | 0 | 0 | 0 | 0 | 0 | 0 | 0 | 0 | 0 | 0 | 356680.6296 | 0 | 0 | 1119243.2045 | 0 | 0 | 0 | 0 | 9975948.715 |  | 2035 | 0 | 0 | 0 | 151838.0803 | 95200.6759 | 0 | 589402.673 | 8894.048 | 0 | 0 | 845335.4771 | 2035 | 167.8082 | 481.1811 | 31.8124 | 85.1982 | 0 | 0 | 0 | 0 | 0 | 0 | 766 | 2035 | 980 | 3860.5976 | 52.4492 | 23.8175 | 0 | 0 | 0 | 0 | 0 | 0 | 0 | 0 | 4.1258 | 0 | 0 | 14.858 | 0 | 0 | 0 | 0 | 4935.8481 | 4935.8481 | 2035 | 883.3911 | 3630.313 | 48.7672 | 20.2215 | 0 | 0 | 0 | 0 | 0 | 0 | 0 | 0 | 3.8362 | 0 | 0 | 14.858 | 0 | 0 | 0 | 0 | 4601.387 | 2035 | 0 | 0 | 0.54642 | 0.25593 | 0 | 0 | 0 | 0 | 0 | 0 |  |  | 0.042983 | [6 empty] | 0 | 0.84534 | 9975948.715 | 845335.4771 | 9130613.238 | 2035 | 9.1306
2036 | 0 | 0 | 5254837.0572 | 1349476.9557 | 0 | 0 | 0 | 0 | 0 | 0 | 0 | 0 | 0 | 0 | 0 | 0 | 0 | 0 | 0 | 0 | 0 | 0 | 140804.6292 | 0 | 0 | 10319.485 | 0 | 0 | 0 | 0 | 6755438.1271 |  | 2036 | 0 | 0 | 0 | 80790.1992 | 50654.4969 | 0 | 482999.8234 | 4732.3564 | 0 | 0 | 619176.8758 | 2036 | 167.8082 | 486.0493 | 30.2994 | 81.8431 | 0 | 0 | 0 | 0 | 0 | 0 | 766 | 2036 | 980 | 3897.2639 | 44.3059 | 12.5474 | 0 | 0 | 0 | 0 | 0 | 0 | 0 | 0 | 1.5968 | 0 | 0 | 0.13412 | 0 | 0 | 0 | 0 | 4935.8481 | 4935.8481 | 2036 | 883.3911 | 3664.7921 | 41.1956 | 10.653 | 0 | 0 | 0 | 0 | 0 | 0 | 0 | 0 | 1.4847 | 0 | 0 | 0.13412 | 0 | 0 | 0 | 0 | 4601.6506 | 2036 | 0 | 0 | 0.4662 | 0.13618 | 0 | 0 | 0 | 0 | 0 | 0 |  |  | 0.016802 | [6 empty] | 0 | 0.61918 | 6755438.1271 | 619176.8758 | 6136261.2512 | 2036 | 6.1363
2037 | 0 | 0 | 4811389.9324 | 606442.9683 | 0 | 0 | 0 | 0 | 0 | 0 | 0 | 0 | 0 | 0 | 0 | 0 | 0 | 0 | 0 | 0 | 0 | 0 | 0.057686 | 0 | 0 | 0 | 0 | 0 | 0 | 0 | 5417832.9583 |  | 2037 | 0 | 0 | 0 | 33206.8349 | 20820.2917 | 0 | 419389.7102 | 1945.1193 | 0 | 0 | 475361.9562 | 2037 | 167.8082 | 490.3285 | 28.9912 | 78.8721 | 0 | 0 | 0 | 0 | 0 | 0 | 766 | 2037 | 980 | 3911.2791 | 39.4628 | 5.1062 | 0 | 0 | 0 | 0 | 0 | 0 | 0 | 0 | 5.6548e-07 | 0 | 0 | 0 | 0 | 0 | 0 | 0 | 4935.8481 | 4935.8481 | 2037 | 883.3911 | 3677.9713 | 36.6924 | 4.3353 | 0 | 0 | 0 | 0 | 0 | 0 | 0 | 0 | 5.2578e-07 | 0 | 0 | 0 | 0 | 0 | 0 | 0 | 4602.3901 | 2037 | 0 | 0 | 0.41939 | 0.055972 | 0 | 0 | 0 | 0 | 0 | 0 |  |  | 6.0096e-09 | [6 empty] | 0 | 0.47536 | 5417832.9583 | 475361.9562 | 4942471.0021 | 2037 | 4.9425
2038 | 0 | 0 | 4266208.3924 | 219229.8155 | 0 | 0 | 0 | 0 | 0 | 0 | 0 | 0 | 0 | 0 | 0 | 0 | 0 | 0 | 0 | 0 | 0 | 0 | 0.073534 | 0 | 0 | 0 | 0 | 0 | 0 | 0 | 4485438.2814 |  | 2038 | 0 | 0 | 0 | 11886.6189 | 7452.7691 | 0 | 362329.2704 | 696.2691 | 0 | 0 | 382364.9274 | 2038 | 167.8082 | 494.3306 | 27.9921 | 75.8691 | 0 | 0 | 0 | 0 | 0 | 0 | 766 | 2038 | 980 | 3920.2823 | 33.7561 | 1.8097 | 0 | 0 | 0 | 0 | 0 | 0 | 0 | 0 | 7.2329e-07 | 0 | 0 | 0 | 0 | 0 | 0 | 0 | 4935.8481 | 4935.8481 | 2038 | 883.3911 | 3686.4375 | 31.3863 | 1.5365 | 0 | 0 | 0 | 0 | 0 | 0 | 0 | 0 | 6.7251e-07 | 0 | 0 | 0 | 0 | 0 | 0 | 0 | 4602.7514 | 2038 | 0 | 0 | 0.36233 | 0.020036 | 0 | 0 | 0 | 0 | 0 | 0 |  |  | 7.7636e-09 | [6 empty] | 0 | 0.38236 | 4485438.2814 | 382364.9274 | 4103073.354 | 2038 | 4.1031
2039 | 0 | 0 | 3573764.9049 | 0 | 0 | 0 | 0 | 0 | 0 | 0 | 0 | 0 | 0 | 0 | 0 | 0 | 0 | 0 | 0 | 0 | 0 | 0 | 0.073758 | 0 | 0 | 0 | 0 | 0 | 0 | 0 | 3573764.9786 |  | 2039 | 0 | 0 | 0 | 0 | 0 | 0 | 297279.0761 | 0 | 0 | 0 | 297279.0761 | 2039 | 167.8082 | 497.9977 | 27.3253 | 72.8688 | 0 | 0 | 0 | 0 | 0 | 0 | 766 | 2039 | 980 | 3928.4266 | 27.4215 | 0 | 0 | 0 | 0 | 0 | 0 | 0 | 0 | 0 | 7.1014e-07 | 0 | 0 | 0 | 0 | 0 | 0 | 0 | 4935.8481 | 4935.8481 | 2039 | 883.3911 | 3694.0959 | 25.4965 | 0 | 0 | 0 | 0 | 0 | 0 | 0 | 0 | 0 | 6.6028e-07 | 0 | 0 | 0 | 0 | 0 | 0 | 0 | 4602.9835 | 2039 | 0 | 0 | 0.29728 | 0 | 0 | 0 | 0 | 0 | 0 | 0 |  |  | 7.6987e-09 | [6 empty] | 0 | 0.29728 | 3573764.9786 | 297279.0761 | 3276485.9025 | 2039 | 3.2765
2040 | 0 | 0 | 2595002.1457 | 0 | 0 | 0 | 0 | 0 | 0 | 0 | 0 | 0 | 0 | 0 | 0 | 0 | 0 | 0 | 0 | 0 | 0 | 0 | 0.088696 | 0 | 0 | 0 | 0 | 0 | 0 | 0 | 2595002.2344 |  | 2040 | 0 | 0 | 0 | 0 | 0 | 0 | 212238.2971 | 0 | 0 | 0 | 212238.2971 | 2040 | 167.8082 | 501.404 | 26.8987 | 69.889 | 0 | 0 | 0 | 0 | 0 | 0 | 766 | 2040 | 980 | 3936.4647 | 19.3834 | 0 | 0 | 0 | 0 | 0 | 0 | 0 | 0 | 0 | 8.2849e-07 | 0 | 0 | 0 | 0 | 0 | 0 | 0 | 4935.8481 | 4935.8481 | 2040 | 883.3911 | 3701.6546 | 18.0226 | 0 | 0 | 0 | 0 | 0 | 0 | 0 | 0 | 0 | 7.7033e-07 | 0 | 0 | 0 | 0 | 0 | 0 | 0 | 4603.0684 | 2040 | 0 | 0 | 0.21224 | 0 | 0 | 0 | 0 | 0 | 0 | 0 |  |  | 9.0716e-09 | [6 empty] | 0 | 0.21224 | 2595002.2344 | 212238.2971 | 2382763.9373 | 2040 | 2.3828
2041 | 0 | 0 | 1568932.7661 | 0 | 0 | 0 | 0 | 0 | 0 | 0 | 0 | 0 | 0 | 0 | 0 | 0 | 0 | 0 | 0 | 0 | 0 | 0 | 0.088977 | 0 | 0 | 0 | 0 | 0 | 0 | 0 | 1568932.8551 |  | 2041 | 0 | 0 | 0 | 0 | 0 | 0 | 124909.5263 | 0 | 0 | 0 | 124909.5263 | 2041 | 167.8082 | 504.2415 | 27.0508 | 66.8995 | 0 | 0 | 0 | 0 | 0 | 0 | 766 | 2041 | 980 | 3944.5533 | 11.2948 | 0 | 0 | 0 | 0 | 0 | 0 | 0 | 0 | 0 | 8.1534e-07 | 0 | 0 | 0 | 0 | 0 | 0 | 0 | 4935.8481 | 4935.8481 | 2041 | 883.3911 | 3709.2607 | 10.5019 | 0 | 0 | 0 | 0 | 0 | 0 | 0 | 0 | 0 | 7.581e-07 | 0 | 0 | 0 | 0 | 0 | 0 | 0 | 4603.1537 | 2041 | 0 | 0 | 0.12491 | 0 | 0 | 0 | 0 | 0 | 0 | 0 |  |  | 9.0169e-09 | [6 empty] | 0 | 0.12491 | 1568932.8551 | 124909.5263 | 1444023.3288 | 2041 | 1.444
2042 | 0 | 0 | 631813.0391 | 0 | 0 | 0 | 0 | 0 | 0 | 0 | 0 | 0 | 0 | 0 | 0 | 0 | 0 | 0 | 0 | 0 | 0 | 0 | 0.093602 | 0 | 0 | 0 | 0 | 0 | 0 | 0 | 631813.1327 |  | 2042 | 0 | 0 | 0 | 0 | 0 | 0 | 46582.9845 | 0 | 0 | 0 | 46582.9845 | 2042 | 167.8082 | 506.7339 | 27.2028 | 64.2551 | 0 | 0 | 0 | 0 | 0 | 0 | 766 | 2042 | 980 | 3951.6776 | 4.1705 | 0 | 0 | 0 | 0 | 0 | 0 | 0 | 0 | 0 | 8.4164e-07 | 0 | 0 | 0 | 0 | 0 | 0 | 0 | 4935.8481 | 4935.8481 | 2042 | 883.3911 | 3715.96 | 3.8777 | 0 | 0 | 0 | 0 | 0 | 0 | 0 | 0 | 0 | 7.8256e-07 | 0 | 0 | 0 | 0 | 0 | 0 | 0 | 4603.2289 | 2042 | 0 | 0 | 0.046583 | 0 | 0 | 0 | 0 | 0 | 0 | 0 |  |  | 9.4008e-09 | [6 empty] | 0 | 0.046583 | 631813.1327 | 46582.9845 | 585230.1482 | 2042 | 0.58523
2043 | 0 | 0 | 31895.7947 | 0 | 0 | 0 | 0 | 0 | 0 | 0 | 0 | 0 | 0 | 0 | 0 | 0 | 0 | 0 | 0 | 0 | 0 | 0 | 0.094125 | 0 | 0 | 0 | 0 | 0 | 0 | 0 | 31895.8888 |  | 2043 | 0 | 0 | 0 | 0 | 0 | 0 | 2265.9731 | 0 | 0 | 0 | 2265.9731 | 2043 | 167.8082 | 509.2235 | 27.3549 | 61.6134 | 0 | 0 | 0 | 0 | 0 | 0 | 766 | 2043 | 980 | 3955.6472 | 0.20086 | 0 | 0 | 0 | 0 | 0 | 0 | 0 | 0 | 0 | 8.2849e-07 | 0 | 0 | 0 | 0 | 0 | 0 | 0 | 4935.8481 | 4935.8481 | 2043 | 883.3911 | 3719.6929 | 0.18676 | 0 | 0 | 0 | 0 | 0 | 0 | 0 | 0 | 0 | 7.7033e-07 | 0 | 0 | 0 | 0 | 0 | 0 | 0 | 4603.2708 | 2043 | 0 | 0 | 0.002266 | 0 | 0 | 0 | 0 | 0 | 0 | 0 |  |  | 9.3465e-09 | [6 empty] | 0 | 0.002266 | 31895.8888 | 2265.9731 | 29629.9157 | 2043 | 0.02963
2044 | 0 | 0 | 0.53963 | 0 | 0 | 0 | 0 | 0 | 0 | 0 | 0 | 0 | 0 | 0 | 0 | 0 | 0 | 0 | 0 | 0 | 0 | 0 | 0.096007 | 0 | 0 | 0 | 0 | 0 | 0 | 0 | 0.63563 |  | 2044 | 0 | 0 | 0 | 0 | 0 | 0 | 0.054692 | 0 | 0 | 0 | 0.054692 | 2044 | 167.8082 | 511.7023 | 27.507 | 58.9825 | 0 | 0 | 0 | 0 | 0 | 0 | 766 | 2044 | 980 | 3955.8481 | 3.9715e-06 | 0 | 0 | 0 | 0 | 0 | 0 | 0 | 0 | 0 | 8.2849e-07 | 0 | 0 | 0 | 0 | 0 | 0 | 0 | 4935.8481 | 4935.8481 | 2044 | 883.3911 | 3719.8817 | 3.6927e-06 | 0 | 0 | 0 | 0 | 0 | 0 | 0 | 0 | 0 | 7.7033e-07 | 0 | 0 | 0 | 0 | 0 | 0 | 0 | 4603.2729 | 2044 | 0 | 0 | 4.5252e-08 | 0 | 0 | 0 | 0 | 0 | 0 | 0 |  |  | 9.4399e-09 | [6 empty] | 0 | 5.4692e-08 | 0.63563 | 0.054692 | 0.58094 | 2044 | 5.8094e-07
2045 | 0 | 0 | 0.55211 | 0 | 0 | 0 | 0 | 0 | 0 | 0 | 0 | 0 | 0 | 0 | 0 | 0 | 0 | 0 | 0 | 0 | 0 | 0 | 0.096311 | 0 | 0 | 0 | 0 | 0 | 0 | 0 | 0.64843 |  | 2045 | 0 | 0 | 0 | 0 | 0 | 0 | 0.055239 | 0 | 0 | 0 | 0.055239 | 2045 | 167.8082 | 514.1734 | 27.659 | 56.3593 | 0 | 0 | 0 | 0 | 0 | 0 | 766 | 2045 | 980 | 3955.8481 | 3.9847e-06 | 0 | 0 | 0 | 0 | 0 | 0 | 0 | 0 | 0 | 8.1534e-07 | 0 | 0 | 0 | 0 | 0 | 0 | 0 | 4935.8481 | 4935.8481 | 2045 | 883.3911 | 3719.8817 | 3.7049e-06 | 0 | 0 | 0 | 0 | 0 | 0 | 0 | 0 | 0 | 7.581e-07 | 0 | 0 | 0 | 0 | 0 | 0 | 0 | 4603.2729 | 2045 | 0 | 0 | 4.5856e-08 | 0 | 0 | 0 | 0 | 0 | 0 | 0 |  |  | 9.383e-09 | [6 empty] | 0 | 5.5239e-08 | 0.64843 | 0.055239 | 0.59319 | 2045 | 5.9319e-07
2046 | 0 | 0 | 0.55969 | 0 | 0 | 0 | 0 | 0 | 0 | 0 | 0 | 0 | 0 | 0 | 0 | 0 | 0 | 0 | 0 | 0 | 0 | 0 | 0.10132 | 0 | 0 | 0 | 0 | 0 | 0 | 0 | 0.66101 |  | 2046 | 0 | 0 | 0 | 0 | 0 | 0 | 0.055791 | 0 | 0 | 0 | 0.055791 | 2046 | 167.8082 | 515.8802 | 27.8111 | 54.5005 | 0 | 0 | 0 | 0 | 0 | 0 | 766 | 2046 | 980 | 3955.8481 | 3.9584e-06 | 0 | 0 | 0 | 0 | 0 | 0 | 0 | 0 | 0 | 8.4164e-07 | 0 | 0 | 0 | 0 | 0 | 0 | 0 | 4935.8481 | 4935.8481 | 2046 | 883.3911 | 3719.8817 | 3.6805e-06 | 0 | 0 | 0 | 0 | 0 | 0 | 0 | 0 | 0 | 7.8256e-07 | 0 | 0 | 0 | 0 | 0 | 0 | 0 | 4603.2729 | 2046 | 0 | 0 | 4.6008e-08 | 0 | 0 | 0 | 0 | 0 | 0 | 0 |  |  | 9.7825e-09 | [6 empty] | 0 | 5.5791e-08 | 0.66101 | 0.055791 | 0.60522 | 2046 | 6.0522e-07
2047 | 0 | 0 | 0.57265 | 0 | 0 | 0 | 0 | 0 | 0 | 0 | 0 | 0 | 0 | 0 | 0 | 0 | 0 | 0 | 0 | 0 | 0 | 0 | 0.10188 | 0 | 0 | 0 | 0 | 0 | 0 | 0 | 0.67454 |  | 2047 | 0 | 0 | 0 | 0 | 0 | 0 | 0.056349 | 0 | 0 | 0 | 0.056349 | 2047 | 167.8082 | 517.5842 | 27.9632 | 52.6444 | 0 | 0 | 0 | 0 | 0 | 0 | 766 | 2047 | 980 | 3955.8481 | 3.9715e-06 | 0 | 0 | 0 | 0 | 0 | 0 | 0 | 0 | 0 | 8.2849e-07 | 0 | 0 | 0 | 0 | 0 | 0 | 0 | 4935.8481 | 4935.8481 | 2047 | 883.3911 | 3719.8817 | 3.6927e-06 | 0 | 0 | 0 | 0 | 0 | 0 | 0 | 0 | 0 | 7.7033e-07 | 0 | 0 | 0 | 0 | 0 | 0 | 0 | 4603.2729 | 2047 | 0 | 0 | 4.6623e-08 | 0 | 0 | 0 | 0 | 0 | 0 | 0 |  |  | 9.726e-09 | [6 empty] | 0 | 5.6349e-08 | 0.67454 | 0.056349 | 0.61819 | 2047 | 6.1819e-07
2048 | 0 | 0 | 0.58411 | 0 | 0 | 0 | 0 | 0 | 0 | 0 | 0 | 0 | 0 | 0 | 0 | 0 | 0 | 0 | 0 | 0 | 0 | 0 | 0.10392 | 0 | 0 | 0 | 0 | 0 | 0 | 0 | 0.68803 |  | 2048 | 0 | 0 | 0 | 0 | 0 | 0 | 0.056912 | 0 | 0 | 0 | 0.056912 | 2048 | 167.8082 | 519.2907 | 28.1152 | 50.7859 | 0 | 0 | 0 | 0 | 0 | 0 | 766 | 2048 | 980 | 3955.8481 | 3.9715e-06 | 0 | 0 | 0 | 0 | 0 | 0 | 0 | 0 | 0 | 8.2849e-07 | 0 | 0 | 0 | 0 | 0 | 0 | 0 | 4935.8481 | 4935.8481 | 2048 | 883.3911 | 3719.8817 | 3.6927e-06 | 0 | 0 | 0 | 0 | 0 | 0 | 0 | 0 | 0 | 7.7033e-07 | 0 | 0 | 0 | 0 | 0 | 0 | 0 | 4603.2729 | 2048 | 0 | 0 | 4.7089e-08 | 0 | 0 | 0 | 0 | 0 | 0 | 0 |  |  | 9.8232e-09 | [6 empty] | 0 | 5.6912e-08 | 0.68803 | 0.056912 | 0.63112 | 2048 | 6.3112e-07
2049 | 0 | 0 | 0.59763 | 0 | 0 | 0 | 0 | 0 | 0 | 0 | 0 | 0 | 0 | 0 | 0 | 0 | 0 | 0 | 0 | 0 | 0 | 0 | 0.10425 | 0 | 0 | 0 | 0 | 0 | 0 | 0 | 0.70188 |  | 2049 | 0 | 0 | 0 | 0 | 0 | 0 | 0.057481 | 0 | 0 | 0 | 0.057481 | 2049 | 167.8082 | 520.9823 | 28.2673 | 48.9422 | 0 | 0 | 0 | 0 | 0 | 0 | 766 | 2049 | 980 | 3955.8481 | 3.9847e-06 | 0 | 0 | 0 | 0 | 0 | 0 | 0 | 0 | 0 | 8.1534e-07 | 0 | 0 | 0 | 0 | 0 | 0 | 0 | 4935.8481 | 4935.8481 | 2049 | 883.3911 | 3719.8817 | 3.7049e-06 | 0 | 0 | 0 | 0 | 0 | 0 | 0 | 0 | 0 | 7.581e-07 | 0 | 0 | 0 | 0 | 0 | 0 | 0 | 4603.2729 | 2049 | 0 | 0 | 4.7718e-08 | 0 | 0 | 0 | 0 | 0 | 0 | 0 |  |  | 9.764e-09 | [6 empty] | 0 | 5.7481e-08 | 0.70188 | 0.057481 | 0.6444 | 2049 | 6.444e-07
2050 | 0 | 0 | 0.60583 | 0 | 0 | 0 | 0 | 0 | 0 | 0 | 0 | 0 | 0 | 0 | 0 | 0 | 0 | 0 | 0 | 0 | 0 | 0 | 0.10967 | 0 | 0 | 0 | 0 | 0 | 0 | 0 | 0.7155 |  | 2050 | 0 | 0 | 0 | 0 | 0 | 0 | 0.058056 | 0 | 0 | 0 | 0.058056 | 2050 | 167.8082 | 522.6768 | 28.4193 | 47.0957 | 0 | 0 | 0 | 0 | 0 | 0 | 766 | 2050 | 980 | 3955.8481 | 3.9584e-06 | 0 | 0 | 0 | 0 | 0 | 0 | 0 | 0 | 0 | 8.4164e-07 | 0 | 0 | 0 | 0 | 0 | 0 | 0 | 4935.8481 | 4935.8481 | 2050 | 883.3911 | 3719.8817 | 3.6805e-06 | 0 | 0 | 0 | 0 | 0 | 0 | 0 | 0 | 0 | 7.8256e-07 | 0 | 0 | 0 | 0 | 0 | 0 | 0 | 4603.2729 | 2050 | 0 | 0 | 4.7877e-08 | 0 | 0 | 0 | 0 | 0 | 0 | 0 |  |  | 1.018e-08 | [6 empty] | 0 | 5.8056e-08 | 0.7155 | 0.058056 | 0.65744 | 2050 | 6.5744e-07
2051 | 0 | 0 | 0.61986 | 0 | 0 | 0 | 0 | 0 | 0 | 0 | 0 | 0 | 0 | 0 | 0 | 0 | 0 | 0 | 0 | 0 | 0 | 0 | 0.11028 | 0 | 0 | 0 | 0 | 0 | 0 | 0 | 0.73014 |  | 2051 | 0 | 0 | 0 | 0 | 0 | 0 | 0.058637 | 0 | 0 | 0 | 0.058637 | 2051 | 167.8082 | 524.3721 | 28.5714 | 45.2482 | 0 | 0 | 0 | 0 | 0 | 0 | 766 | 2051 | 980 | 3955.8481 | 3.9715e-06 | 0 | 0 | 0 | 0 | 0 | 0 | 0 | 0 | 0 | 8.2849e-07 | 0 | 0 | 0 | 0 | 0 | 0 | 0 | 4935.8481 | 4935.8481 | 2051 | 883.3911 | 3719.8817 | 3.6927e-06 | 0 | 0 | 0 | 0 | 0 | 0 | 0 | 0 | 0 | 7.7033e-07 | 0 | 0 | 0 | 0 | 0 | 0 | 0 | 4603.2729 | 2051 | 0 | 0 | 4.8516e-08 | 0 | 0 | 0 | 0 | 0 | 0 | 0 |  |  | 1.0121e-08 | [6 empty] | 0 | 5.8637e-08 | 0.73014 | 0.058637 | 0.6715 | 2051 | 6.715e-07
2052 | 0 | 0 | 3945824.6144 | 0 | 0 | 0 | 0 | 0 | 0 | 0 | 0 | 0 | 0 | 0 | 0 | 0 | 0 | 0 | 0 | 0 | 0 | 0 | 0.06181 | 0 | 0 | 0 | 0 | 0 | 0 | 0 | 3945824.6762 |  | 2052 | 0 | 0 | 0 | 0 | 0 | 0 | 337295.204 | 0 | 0 | 0 | 337295.204 | 2052 | 125.8562 | 554.6988 | 42.051 | 43.394 | 0 | 0 | 0 | 0 | 0 | 0 | 766 | 2052 | 732.9863 | 4175.5243 | 27.3375 | 0 | 0 | 0 | 0 | 0 | 0 | 0 | 0 | 0 | 4.6027e-07 | 0 | 0 | 0 | 0 | 0 | 0 | 0 | 4935.8481 | 4935.8481 | 2052 | 660.7282 | 3926.4542 | 25.4184 | 0 | 0 | 0 | 0 | 0 | 0 | 0 | 0 | 0 | 4.2796e-07 | 0 | 0 | 0 | 0 | 0 | 0 | 0 | 4612.6008 | 2052 | 0 | 0 | 0.3373 | 0 | 0 | 0 | 0 | 0 | 0 | 0 |  |  | 5.6789e-09 | [6 empty] | 0 | 0.3373 | 3945824.6762 | 337295.204 | 3608529.4722 | 2052 | 3.6085
2053 | 0 | 0 | 14853715.03 | 10466427.2009 | 0 | 0 | 0 | 0 | 0 | 0 | 0 | 0 | 0 | 0 | 0 | 0 | 0 | 0 | 0 | 0 | 0 | 0 | 0 | 0 | 0 | 6.2556e-09 | 0 | 0 | 0 | 0 | 25320142.2309 |  | 2053 | 0 | 0 | 0 | 537415.6385 | 336953.2329 | 0 | 1106867.2218 | 31479.5898 | 0 | 0 | 2012715.683 | 2053 | 0 | 613.1782 | 41.3396 | 105.9 | 0 | 0 | 0 | 0 | 0 | 0 | 760.4179 | 2053 | 0 | 4776.5497 | 88.8226 | 70.4759 | 0 | 0 | 0 | 0 | 0 | 0 | 0 | 0 | 0 | 0 | 0 | 5.6843e-14 | 0 | 0 | 0 | 0 | 4935.8481 | 4935.8481 | 2053 | 0 | 4491.6285 | 82.5871 | 59.8354 | 0 | 0 | 0 | 0 | 0 | 0 | 0 | 0 | 0 | 0 | 0 | 5.6843e-14 | 0 | 0 | 0 | 0 | 4634.051 | 2053 | 0 | 0 | 1.1069 | 0.90585 | 0 | 0 | 0 | 0 | 0 | 0 |  |  | 0 | [6 empty] | 0 | 2.0127 | 25320142.2309 | 2012715.683 | 23307426.5479 | 2053 | 23.3074
2054 | 0 | 0 | 14343913.4908 | 9547962.992 | 0 | 0 | 0 | 0 | 0 | 0 | 0 | 0 | 0 | 0 | 0 | 0 | 0 | 0 | 0 | 0 | 0 | 0 | 0 | 0 | 0 | 6.388e-09 | 0 | 0 | 0 | 0 | 23891876.4828 |  | 2054 | 0 | 0 | 0 | 486162.5456 | 304818.1514 | 0 | 1049905.8002 | 28477.3951 | 0 | 0 | 1869363.8924 | 2054 | 0 | 615.7323 | 40.6239 | 104.3942 | 0 | 0 | 0 | 0 | 0 | 0 | 760.7504 | 2054 | 0 | 4789.3073 | 83.4174 | 63.1234 | 0 | 0 | 0 | 0 | 0 | 0 | 0 | 0 | 0 | 0 | 0 | 5.6843e-14 | 0 | 0 | 0 | 0 | 4935.8481 | 4935.8481 | 2054 | 0 | 4503.6251 | 77.5614 | 53.593 | 0 | 0 | 0 | 0 | 0 | 0 | 0 | 0 | 0 | 0 | 0 | 5.6843e-14 | 0 | 0 | 0 | 0 | 4634.7795 | 2054 | 0 | 0 | 1.0499 | 0.81946 | 0 | 0 | 0 | 0 | 0 | 0 |  |  | 0 | [6 empty] | 0 | 1.8694 | 23891876.4828 | 1869363.8924 | 22022512.5904 | 2054 | 22.0225
2055 | 0 | 0 | 13838945.9483 | 8715989.1443 | 0 | 0 | 0 | 0 | 0 | 0 | 0 | 0 | 0 | 0 | 0 | 0 | 0 | 0 | 0 | 0 | 0 | 0 | 0 | 0 | 0 | 6.523e-09 | 0 | 0 | 0 | 0 | 22554935.0926 |  | 2055 | 0 | 0 | 0 | 443609.7861 | 278138.0757 | 0 | 989658.0276 | 25984.8301 | 0 | 0 | 1737390.7195 | 2055 | 0 | 618.2972 | 39.9039 | 102.884 | 0 | 0 | 0 | 0 | 0 | 0 | 761.0851 | 2055 | 0 | 4800.968 | 77.8521 | 57.028 | 0 | 0 | 0 | 0 | 0 | 0 | 0 | 0 | 0 | 0 | 0 | 5.6843e-14 | 0 | 0 | 0 | 0 | 4935.8481 | 4935.8481 | 2055 | 0 | 4514.5902 | 72.3868 | 48.418 | 0 | 0 | 0 | 0 | 0 | 0 | 0 | 0 | 0 | 0 | 0 | 5.6843e-14 | 0 | 0 | 0 | 0 | 4635.395 | 2055 | 0 | 0 | 0.98966 | 0.74773 | 0 | 0 | 0 | 0 | 0 | 0 |  |  | 0 | [6 empty] | 0 | 1.7374 | 22554935.0926 | 1737390.7195 | 20817544.3731 | 2055 | 20.8175
2056 | 0 | 0 | 13584428.0318 | 7792690.5251 | 0 | 0 | 0 | 0 | 0 | 0 | 0 | 0 | 0 | 0 | 0 | 0 | 0 | 0 | 0 | 0 | 0 | 0 | 0 | 0 | 0 | 6.6608e-09 | 0 | 0 | 0 | 0 | 21377118.5569 |  | 2056 | 0 | 0 | 0 | 391649.0984 | 245559.3407 | 0 | 960445.8137 | 22941.1875 | 0 | 0 | 1620595.4404 | 2056 | 0 | 620.8836 | 39.1728 | 101.3667 | 0 | 0 | 0 | 0 | 0 | 0 | 761.4232 | 2056 | 0 | 4811.1923 | 74.806 | 49.8498 | 0 | 0 | 0 | 0 | 0 | 0 | 0 | 0 | 0 | 0 | 0 | 5.6843e-14 | 0 | 0 | 0 | 0 | 4935.8481 | 4935.8481 | 2056 | 0 | 4524.2047 | 69.5545 | 42.3235 | 0 | 0 | 0 | 0 | 0 | 0 | 0 | 0 | 0 | 0 | 0 | 5.6843e-14 | 0 | 0 | 0 | 0 | 4636.0827 | 2056 | 0 | 0 | 0.96045 | 0.66015 | 0 | 0 | 0 | 0 | 0 | 0 |  |  | 0 | [6 empty] | 0 | 1.6206 | 21377118.5569 | 1620595.4404 | 19756523.1165 | 2056 | 19.7565
2057 | 0 | 0 | 12944069.6603 | 7208628.7088 | 0 | 0 | 0 | 0 | 0 | 0 | 0 | 0 | 0 | 0 | 0 | 0 | 0 | 0 | 0 | 0 | 0 | 0 | 0 | 0 | 0 | 6.8015e-09 | 0 | 0 | 0 | 0 | 20152698.3692 |  | 2057 | 0 | 0 | 0 | 355851.6273 | 223114.7508 | 0 | 908038.2078 | 20844.3194 | 0 | 0 | 1507848.9053 | 2057 | 0 | 623.5688 | 38.3006 | 99.8779 | 0 | 0 | 0 | 0 | 0 | 0 | 761.7473 | 2057 | 0 | 4820.9792 | 70.0239 | 44.845 | 0 | 0 | 0 | 0 | 0 | 0 | 0 | 0 | 0 | 0 | 0 | 5.6843e-14 | 0 | 0 | 0 | 0 | 4935.8481 | 4935.8481 | 2057 | 0 | 4533.4078 | 65.1082 | 38.0743 | 0 | 0 | 0 | 0 | 0 | 0 | 0 | 0 | 0 | 0 | 0 | 5.6843e-14 | 0 | 0 | 0 | 0 | 4636.5902 | 2057 | 0 | 0 | 0.90804 | 0.59981 | 0 | 0 | 0 | 0 | 0 | 0 |  |  | 0 | [6 empty] | 0 | 1.5078 | 20152698.3692 | 1507848.9053 | 18644849.4639 | 2057 | 18.6448
2058 | 0 | 0 | 12068415.9144 | 6739073.3763 | 0 | 0 | 0 | 0 | 0 | 0 | 0 | 0 | 0 | 0 | 0 | 0 | 0 | 0 | 0 | 0 | 0 | 0 | 0 | 0 | 0 | 6.945e-09 | 0 | 0 | 0 | 0 | 18807489.2907 |  | 2058 | 0 | 0 | 0 | 327526.4862 | 205355.2232 | 0 | 838069.8925 | 19185.1496 | 0 | 0 | 1390136.7514 | 2058 | 0 | 626.2831 | 37.4211 | 98.3744 | 0 | 0 | 0 | 0 | 0 | 0 | 762.0786 | 2058 | 0 | 4830.993 | 63.9884 | 40.8667 | 0 | 0 | 0 | 0 | 0 | 0 | 0 | 0 | 0 | 0 | 0 | 5.6843e-14 | 0 | 0 | 0 | 0 | 4935.8481 | 4935.8481 | 2058 | 0 | 4542.8243 | 59.4963 | 34.6967 | 0 | 0 | 0 | 0 | 0 | 0 | 0 | 0 | 0 | 0 | 0 | 5.6843e-14 | 0 | 0 | 0 | 0 | 4637.0172 | 2058 | 0 | 0 | 0.83807 | 0.55207 | 0 | 0 | 0 | 0 | 0 | 0 |  |  | 0 | [6 empty] | 0 | 1.3901 | 18807489.2907 | 1390136.7514 | 17417352.5393 | 2058 | 17.4174
2059 | 0 | 0 | 11213123.2439 | 6207693.1513 | 0 | 0 | 0 | 0 | 0 | 0 | 0 | 0 | 0 | 0 | 0 | 0 | 0 | 0 | 0 | 0 | 0 | 0 | 0 | 0 | 0 | 7.0915e-09 | 0 | 0 | 0 | 0 | 17420816.3952 |  | 2059 | 0 | 0 | 0 | 301043.4593 | 188750.6793 | 0 | 762673.3874 | 17633.8832 | 0 | 0 | 1270101.4093 | 2059 | 0 | 628.997 | 36.5418 | 96.8711 | 0 | 0 | 0 | 0 | 0 | 0 | 762.4099 | 2059 | 0 | 4841.0025 | 57.6552 | 37.1904 | 0 | 0 | 0 | 0 | 0 | 0 | 0 | 0 | 0 | 0 | 0 | 5.6843e-14 | 0 | 0 | 0 | 0 | 4935.8481 | 4935.8481 | 2059 | 0 | 4552.2367 | 53.6077 | 31.5754 | 0 | 0 | 0 | 0 | 0 | 0 | 0 | 0 | 0 | 0 | 0 | 5.6843e-14 | 0 | 0 | 0 | 0 | 4637.4198 | 2059 | 0 | 0 | 0.76267 | 0.50743 | 0 | 0 | 0 | 0 | 0 | 0 |  |  | 0 | [6 empty] | 0 | 1.2701 | 17420816.3952 | 1270101.4093 | 16150714.986 | 2059 | 16.1507
2060 | 0 | 0 | 10900099.4617 | 5154752.0259 | 0 | 0 | 0 | 0 | 0 | 0 | 0 | 0 | 0 | 0 | 0 | 0 | 0 | 0 | 0 | 0 | 0 | 0 | 0 | 0 | 0 | 7.241e-09 | 0 | 0 | 0 | 0 | 16054851.4876 |  | 2060 | 0 | 0 | 0 | 245910.1199 | 154182.7293 | 0 | 732272.3688 | 14404.3998 | 0 | 0 | 1146769.6178 | 2060 | 0 | 631.7091 | 35.6629 | 95.3687 | 0 | 0 | 0 | 0 | 0 | 0 | 762.7407 | 2060 | 0 | 4850.9607 | 54.8089 | 30.0786 | 0 | 0 | 0 | 0 | 0 | 0 | 0 | 0 | 0 | 0 | 0 | 5.6843e-14 | 0 | 0 | 0 | 0 | 4935.8481 | 4935.8481 | 2060 | 0 | 4561.6009 | 50.9612 | 25.5373 | 0 | 0 | 0 | 0 | 0 | 0 | 0 | 0 | 0 | 0 | 0 | 5.6843e-14 | 0 | 0 | 0 | 0 | 4638.0994 | 2060 | 0 | 0 | 0.73227 | 0.4145 | 0 | 0 | 0 | 0 | 0 | 0 |  |  | 0 | [6 empty] | 0 | 1.1468 | 16054851.4876 | 1146769.6178 | 14908081.8698 | 2060 | 14.9081
2061 | 0 | 0 | 10680984.5669 | 4531977.9727 | 0 | 0 | 0 | 0 | 0 | 0 | 0 | 0 | 0 | 0 | 0 | 0 | 0 | 0 | 0 | 0 | 0 | 0 | 0 | 0 | 0 | 7.3935e-09 | 0 | 0 | 0 | 0 | 15212962.5396 |  | 2061 | 0 | 0 | 0 | 210651.5668 | 132076.0346 | 0 | 717908.12 | 12339.0993 | 0 | 0 | 1072974.8206 | 2061 | 0 | 634.2817 | 34.8186 | 93.9366 | 0 | 0 | 0 | 0 | 0 | 0 | 763.0369 | 2061 | 0 | 4857.1356 | 53.2017 | 25.5108 | 0 | 0 | 0 | 0 | 0 | 0 | 0 | 0 | 0 | 0 | 0 | 5.6843e-14 | 0 | 0 | 0 | 0 | 4935.8481 | 4935.8481 | 2061 | 0 | 4567.4074 | 49.4669 | 21.6592 | 0 | 0 | 0 | 0 | 0 | 0 | 0 | 0 | 0 | 0 | 0 | 5.6843e-14 | 0 | 0 | 0 | 0 | 4638.5335 | 2061 | 0 | 0 | 0.71791 | 0.35507 | 0 | 0 | 0 | 0 | 0 | 0 |  |  | 0 | [6 empty] | 0 | 1.073 | 15212962.5396 | 1072974.8206 | 14139987.719 | 2061 | 14.14
2062 | 0 | 0 | 10188830.5794 | 3971743.771 | 0 | 0 | 0 | 0 | 0 | 0 | 0 | 0 | 0 | 0 | 0 | 0 | 0 | 0 | 0 | 0 | 0 | 0 | 0 | 0 | 0 | 7.5492e-09 | 0 | 0 | 0 | 0 | 14160574.3504 |  | 2062 | 0 | 0 | 0 | 180202.9899 | 112985.1379 | 0 | 683926.9131 | 10555.5473 | 0 | 0 | 987670.5882 | 2062 | 0 | 636.9831 | 33.9423 | 92.4396 | 0 | 0 | 0 | 0 | 0 | 0 | 763.365 | 2062 | 0 | 4864.0592 | 50.1817 | 21.6073 | 0 | 0 | 0 | 0 | 0 | 0 | 0 | 0 | 0 | 0 | 0 | 5.6843e-14 | 0 | 0 | 0 | 0 | 4935.8481 | 4935.8481 | 2062 | 0 | 4573.918 | 46.6589 | 18.345 | 0 | 0 | 0 | 0 | 0 | 0 | 0 | 0 | 0 | 0 | 0 | 5.6843e-14 | 0 | 0 | 0 | 0 | 4638.9219 | 2062 | 0 | 0 | 0.68393 | 0.30374 | 0 | 0 | 0 | 0 | 0 | 0 |  |  | 0 | [6 empty] | 0 | 0.98767 | 14160574.3504 | 987670.5882 | 13172903.7622 | 2062 | 13.1729
2063 | 0 | 0 | 9742016.6766 | 3342295.4135 | 0 | 0 | 0 | 0 | 0 | 0 | 0 | 0 | 0 | 0 | 0 | 0 | 0 | 0 | 0 | 0 | 0 | 0 | 0 | 0 | 0 | 7.7081e-09 | 0 | 0 | 0 | 0 | 13084312.0901 |  | 2063 | 0 | 0 | 0 | 151698.0861 | 95112.9012 | 0 | 645149.3859 | 8885.8477 | 0 | 0 | 900846.221 | 2063 | 0 | 639.6825 | 33.0666 | 90.9436 | 0 | 0 | 0 | 0 | 0 | 0 | 763.6927 | 2063 | 0 | 4870.971 | 46.8678 | 18.0093 | 0 | 0 | 0 | 0 | 0 | 0 | 0 | 0 | 0 | 0 | 0 | 5.6843e-14 | 0 | 0 | 0 | 0 | 4935.8481 | 4935.8481 | 2063 | 0 | 4580.4176 | 43.5776 | 15.2902 | 0 | 0 | 0 | 0 | 0 | 0 | 0 | 0 | 0 | 0 | 0 | 5.6843e-14 | 0 | 0 | 0 | 0 | 4639.2855 | 2063 | 0 | 0 | 0.64515 | 0.2557 | 0 | 0 | 0 | 0 | 0 | 0 |  |  | 0 | [6 empty] | 0 | 0.90085 | 13084312.0901 | 900846.221 | 12183465.8691 | 2063 | 12.1835
2064 | 0 | 0 | 9886891.0434 | 2105459.0046 | 0 | 0 | 0 | 0 | 0 | 0 | 0 | 0 | 0 | 0 | 0 | 0 | 0 | 0 | 0 | 0 | 0 | 0 | 0 | 0 | 0 | 7.8702e-09 | 0 | 0 | 0 | 0 | 11992350.0481 |  | 2064 | 0 | 0 | 0 | 91312.1675 | 57251.6463 | 0 | 653206.7667 | 5348.6899 | 0 | 0 | 807119.2704 | 2064 | 0 | 642.0096 | 32.5953 | 89.426 | 0 | 0 | 0 | 0 | 0 | 0 | 764.0309 | 2064 | 0 | 4878.1317 | 46.9833 | 10.7331 | 0 | 0 | 0 | 0 | 0 | 0 | 0 | 0 | 0 | 0 | 0 | 5.6843e-14 | 0 | 0 | 0 | 0 | 4935.8481 | 4935.8481 | 2064 | 0 | 4587.1512 | 43.685 | 9.1126 | 0 | 0 | 0 | 0 | 0 | 0 | 0 | 0 | 0 | 0 | 0 | 5.6843e-14 | 0 | 0 | 0 | 0 | 4639.9488 | 2064 | 0 | 0 | 0.65321 | 0.15391 | 0 | 0 | 0 | 0 | 0 | 0 |  |  | 0 | [6 empty] | 0 | 0.80712 | 11992350.0481 | 807119.2704 | 11185230.7776 | 2064 | 11.1852
2065 | 0 | 0 | 9535235.3016 | 1632374.6894 | 0 | 0 | 0 | 0 | 0 | 0 | 0 | 0 | 0 | 0 | 0 | 0 | 0 | 0 | 0 | 0 | 0 | 0 | 0 | 0 | 0 | 8.0356e-09 | 0 | 0 | 0 | 0 | 11167609.9911 |  | 2065 | 0 | 0 | 0 | 67834.5623 | 42531.4662 | 0 | 625747.9379 | 3973.4687 | 0 | 0 | 740087.4351 | 2065 | 0 | 644.0127 | 32.3779 | 87.9555 | 0 | 0 | 0 | 0 | 0 | 0 | 764.3461 | 2065 | 0 | 4883.391 | 44.5626 | 7.8945 | 0 | 0 | 0 | 0 | 0 | 0 | 0 | 0 | 0 | 0 | 0 | 5.6843e-14 | 0 | 0 | 0 | 0 | 4935.8481 | 4935.8481 | 2065 | 0 | 4592.0967 | 41.4343 | 6.7026 | 0 | 0 | 0 | 0 | 0 | 0 | 0 | 0 | 0 | 0 | 0 | 5.6843e-14 | 0 | 0 | 0 | 0 | 4640.2336 | 2065 | 0 | 0 | 0.62575 | 0.11434 | 0 | 0 | 0 | 0 | 0 | 0 |  |  | 0 | [6 empty] | 0 | 0.74009 | 11167609.9911 | 740087.4351 | 10427522.556 | 2065 | 10.4275
2066 | 0 | 0 | 9058654.0062 | 1373820.4774 | 0 | 0 | 0 | 0 | 0 | 0 | 0 | 0 | 0 | 0 | 0 | 0 | 0 | 0 | 0 | 0 | 0 | 0 | 0 | 0 | 0 | 8.2045e-09 | 0 | 0 | 0 | 0 | 10432474.4836 |  | 2066 | 0 | 0 | 0 | 56530.4396 | 35443.9153 | 0 | 585884.6217 | 3311.3198 | 0 | 0 | 681170.2964 | 2066 | 0 | 646.0579 | 32.1501 | 86.4637 | 0 | 0 | 0 | 0 | 0 | 0 | 764.6717 | 2066 | 0 | 4888.0236 | 41.3107 | 6.5138 | 0 | 0 | 0 | 0 | 0 | 0 | 0 | 0 | 0 | 0 | 0 | 5.6843e-14 | 0 | 0 | 0 | 0 | 4935.8481 | 4935.8481 | 2066 | 0 | 4596.453 | 38.4106 | 5.5304 | 0 | 0 | 0 | 0 | 0 | 0 | 0 | 0 | 0 | 0 | 0 | 5.6843e-14 | 0 | 0 | 0 | 0 | 4640.394 | 2066 | 0 | 0 | 0.58588 | 0.095286 | 0 | 0 | 0 | 0 | 0 | 0 |  |  | 0 | [6 empty] | 0 | 0.68117 | 10432474.4836 | 681170.2964 | 9751304.1872 | 2066 | 9.7513
2067 | 0 | 0 | 9093538.5684 | 656077.0031 | 0 | 0 | 0 | 0 | 0 | 0 | 0 | 0 | 0 | 0 | 0 | 0 | 0 | 0 | 0 | 0 | 0 | 0 | 0 | 0 | 0 | 8.3768e-09 | 0 | 0 | 0 | 0 | 9749615.5715 |  | 2067 | 0 | 0 | 0 | 26731.8118 | 16760.529 | 0 | 575146.6111 | 1565.8392 | 0 | 0 | 620204.791 | 2067 | 0 | 648.1006 | 31.9229 | 84.9732 | 0 | 0 | 0 | 0 | 0 | 0 | 764.9966 | 2067 | 0 | 4892.6464 | 40.152 | 3.0497 | 0 | 0 | 0 | 0 | 0 | 0 | 0 | 0 | 0 | 0 | 0 | 5.6843e-14 | 0 | 0 | 0 | 0 | 4935.8481 | 4935.8481 | 2067 | 0 | 4600.8 | 37.3333 | 2.5893 | 0 | 0 | 0 | 0 | 0 | 0 | 0 | 0 | 0 | 0 | 0 | 5.6843e-14 | 0 | 0 | 0 | 0 | 4640.7226 | 2067 | 0 | 0 | 0.57515 | 0.045058 | 0 | 0 | 0 | 0 | 0 | 0 |  |  | 0 | [6 empty] | 0 | 0.6202 | 9749615.5715 | 620204.791 | 9129410.7805 | 2067 | 9.1294
2068 | 0 | 0 | 10049421.5599 | 828271.058 | 0 | 0 | 0 | 0 | 0 | 0 | 0 | 0 | 0 | 0 | 0 | 0 | 0 | 0 | 0 | 0 | 0 | 0 | 0 | 0 | 0 | 5.2595e-08 | 0 | 0 | 0 | 0 | 10877692.6179 |  | 2068 | 0 | 0 | 0 | 33416.9853 | 20952.0535 | 0 | 632559.9533 | 1957.4291 | 0 | 0 | 688886.4212 | 2068 | 0 | 649.0485 | 31.8909 | 84.2269 | 0 | 0 | 0 | 0 | 0 | 0 | 765.1663 | 2068 | 0 | 4888.3505 | 43.7229 | 3.7747 | 0 | 0 | 0 | 0 | 0 | 0 | 0 | 0 | 0 | 0 | 0 | 2.8422e-13 | 0 | 0 | 0 | 0 | 4935.8481 | 4935.8481 | 2068 | 0 | 4596.7604 | 40.6535 | 3.2048 | 0 | 0 | 0 | 0 | 0 | 0 | 0 | 0 | 0 | 0 | 0 | 2.8422e-13 | 0 | 0 | 0 | 0 | 4640.6187 | 2068 | 0 | 0 | 0.63256 | 0.056326 | 0 | 0 | 0 | 0 | 0 | 0 |  |  | 0 | [6 empty] | 0 | 0.68889 | 10877692.6179 | 688886.4212 | 10188806.1967 | 2068 | 10.1888
2069 | 0 | 0 | 10003718.1503 | 1052617.5006 | 0 | 0 | 0 | 0 | 0 | 0 | 0 | 0 | 0 | 0 | 0 | 0 | 0 | 0 | 0 | 0 | 0 | 0 | 0 | 0 | 0 | 5.3689e-08 | 0 | 0 | 0 | 0 | 11056335.651 |  | 2069 | 0 | 0 | 0 | 42051.9916 | 26366.1001 | 0 | 625320.4156 | 2463.2321 | 0 | 0 | 696201.7395 | 2069 | 0 | 649.0485 | 32.043 | 84.1066 | 0 | 0 | 0 | 0 | 0 | 0 | 765.1981 | 2069 | 0 | 4888.3505 | 42.7945 | 4.703 | 0 | 0 | 0 | 0 | 0 | 0 | 0 | 0 | 0 | 0 | 0 | 2.8422e-13 | 0 | 0 | 0 | 0 | 4935.8481 | 4935.8481 | 2069 | 0 | 4596.7604 | 39.7903 | 3.9929 | 0 | 0 | 0 | 0 | 0 | 0 | 0 | 0 | 0 | 0 | 0 | 2.8422e-13 | 0 | 0 | 0 | 0 | 4640.5437 | 2069 | 0 | 0 | 0.62532 | 0.070881 | 0 | 0 | 0 | 0 | 0 | 0 |  |  | 0 | [6 empty] | 0 | 0.6962 | 11056335.651 | 696201.7395 | 10360133.9115 | 2069 | 10.3601
2070 | 0 | 0 | 9948862.0502 | 1288390.0127 | 0 | 0 | 0 | 0 | 0 | 0 | 0 | 0 | 0 | 0 | 0 | 0 | 0 | 0 | 0 | 0 | 0 | 0 | 0 | 0 | 0 | 5.4805e-08 | 0 | 0 | 0 | 0 | 11237252.0629 |  | 2070 | 0 | 0 | 0 | 50966.4676 | 31955.3709 | 0 | 617692.8886 | 2985.4053 | 0 | 0 | 703600.1324 | 2070 | 0 | 649.0485 | 32.195 | 83.9863 | 0 | 0 | 0 | 0 | 0 | 0 | 765.2298 | 2070 | 0 | 4888.3505 | 41.854 | 5.6435 | 0 | 0 | 0 | 0 | 0 | 0 | 0 | 0 | 0 | 0 | 0 | 2.8422e-13 | 0 | 0 | 0 | 0 | 4935.8481 | 4935.8481 | 2070 | 0 | 4596.7604 | 38.9158 | 4.7915 | 0 | 0 | 0 | 0 | 0 | 0 | 0 | 0 | 0 | 0 | 0 | 2.8422e-13 | 0 | 0 | 0 | 0 | 4640.4677 | 2070 | 0 | 0 | 0.61769 | 0.085907 | 0 | 0 | 0 | 0 | 0 | 0 |  |  | 0 | [6 empty] | 0 | 0.7036 | 11237252.0629 | 703600.1324 | 10533651.9305 | 2070 | 10.5337
2071 | 0 | 0 | 10478656.8708 | 1035520.2448 | 0 | 0 | 0 | 0 | 0 | 0 | 0 | 0 | 0 | 0 | 0 | 0 | 0 | 0 | 0 | 0 | 0 | 0 | 0 | 0 | 0 | 5.5944e-08 | 0 | 0 | 0 | 0 | 11514177.1156 |  | 2071 | 0 | 0 | 0 | 40561.7777 | 25431.7537 | 0 | 641705.9377 | 2375.9415 | 0 | 0 | 710075.4106 | 2071 | 0 | 649.0485 | 32.3471 | 83.866 | 0 | 0 | 0 | 0 | 0 | 0 | 765.2616 | 2071 | 0 | 4888.3505 | 43.0506 | 4.447 | 0 | 0 | 0 | 0 | 0 | 0 | 0 | 0 | 0 | 0 | 0 | 2.8422e-13 | 0 | 0 | 0 | 0 | 4935.8481 | 4935.8481 | 2071 | 0 | 4596.7604 | 40.0284 | 3.7756 | 0 | 0 | 0 | 0 | 0 | 0 | 0 | 0 | 0 | 0 | 0 | 2.8422e-13 | 0 | 0 | 0 | 0 | 4640.5644 | 2071 | 0 | 0 | 0.64171 | 0.068369 | 0 | 0 | 0 | 0 | 0 | 0 |  |  | 0 | [6 empty] | 0 | 0.71008 | 11514177.1156 | 710075.4106 | 10804101.705 | 2071 | 10.8041
2072 | 0 | 0 | 11029102.2383 | 769124.3557 | 0 | 0 | 0 | 0 | 0 | 0 | 0 | 0 | 0 | 0 | 0 | 0 | 0 | 0 | 0 | 0 | 0 | 0 | 0 | 0 | 0 | 5.7106e-08 | 0 | 0 | 0 | 0 | 11798226.594 |  | 2072 | 0 | 0 | 0 | 29831.573 | 18704.0425 | 0 | 666321.0379 | 1747.4104 | 0 | 0 | 716604.0637 | 2072 | 0 | 649.0485 | 32.4992 | 83.7457 | 0 | 0 | 0 | 0 | 0 | 0 | 765.2933 | 2072 | 0 | 4888.3505 | 44.2594 | 3.2382 | 0 | 0 | 0 | 0 | 0 | 0 | 0 | 0 | 0 | 0 | 0 | 2.8422e-13 | 0 | 0 | 0 | 0 | 4935.8481 | 4935.8481 | 2072 | 0 | 4596.7604 | 41.1523 | 2.7493 | 0 | 0 | 0 | 0 | 0 | 0 | 0 | 0 | 0 | 0 | 0 | 2.8422e-13 | 0 | 0 | 0 | 0 | 4640.662 | 2072 | 0 | 0 | 0.66632 | 0.050283 | 0 | 0 | 0 | 0 | 0 | 0 |  |  | 0 | [6 empty] | 0 | 0.7166
2073 | 0 | 0 | 10975642.9713 | 1015323.4905 | 0 | 0 | 0 | 0 | 0 | 0 | 0 | 0 | 0 | 0 | 0 | 0 | 0 | 0 | 0 | 0 | 0 | 0 | 0 | 0 | 0 | 5.8291e-08 | 0 | 0 | 0 | 0 | 11990966.4617 |  | 2073 | 0 | 0 | 0 | 38994.6678 | 24449.1944 | 0 | 658497.522 | 2284.1467 | 0 | 0 | 724225.5309 | 2073 | 0 | 649.0485 | 32.6512 | 83.6254 | 0 | 0 | 0 | 0 | 0 | 0 | 765.3251 | 2073 | 0 | 4888.3505 | 43.3066 | 4.1909 | 0 | 0 | 0 | 0 | 0 | 0 | 0 | 0 | 0 | 0 | 0 | 2.8422e-13 | 0 | 0 | 0 | 0 | 4935.8481 | 4935.8481 | 2073 | 0 | 4596.7604 | 40.2665 | 3.5582 | 0 | 0 | 0 | 0 | 0 | 0 | 0 | 0 | 0 | 0 | 0 | 2.8422e-13 | 0 | 0 | 0 | 0 | 4640.5851 | 2073 | 0 | 0 | 0.6585 | 0.065728 | 0 | 0 | 0 | 0 | 0 | 0 |  |  | 0 | [6 empty] | 0 | 0.72423
2074 | 0 | 0 | 10912056.4864 | 1274075.9127 | 0 | 0 | 0 | 0 | 0 | 0 | 0 | 0 | 0 | 0 | 0 | 0 | 0 | 0 | 0 | 0 | 0 | 0 | 0 | 0 | 0 | 5.9517e-08 | 0 | 0 | 0 | 0 | 12186132.3991 |  | 2074 | 0 | 0 | 0 | 48452.6236 | 30379.2205 | 0 | 650263.6548 | 2838.1547 | 0 | 0 | 731933.6536 | 2074 | 0 | 649.0485 | 32.8033 | 83.505 | 0 | 0 | 0 | 0 | 0 | 0 | 765.3568 | 2074 | 0 | 4888.3505 | 42.3417 | 5.1558 | 0 | 0 | 0 | 0 | 0 | 0 | 0 | 0 | 0 | 0 | 0 | 2.8422e-13 | 0 | 0 | 0 | 0 | 4935.8481 | 4935.8481 | 2074 | 0 | 4596.7604 | 39.3693 | 4.3774 | 0 | 0 | 0 | 0 | 0 | 0 | 0 | 0 | 0 | 0 | 0 | 2.8422e-13 | 0 | 0 | 0 | 0 | 4640.5071 | 2074 | 0 | 0 | 0.65026 | 0.08167 | 0 | 0 | 0 | 0 | 0 | 0 |  |  | 0 | [6 empty] | 0 | 0.73193
2075 | 0 | 0 | 11495682.704 | 991804.7037 | 0 | 0 | 0 | 0 | 0 | 0 | 0 | 0 | 0 | 0 | 0 | 0 | 0 | 0 | 0 | 0 | 0 | 0 | 0 | 0 | 0 | 6.0736e-08 | 0 | 0 | 0 | 0 | 12487487.4078 |  | 2075 | 0 | 0 | 0 | 37348.1727 | 23416.8615 | 0 | 675704.8725 | 2187.7018 | 0 | 0 | 738657.6084 | 2075 | 0 | 649.0485 | 32.9554 | 83.3847 | 0 | 0 | 0 | 0 | 0 | 0 | 765.3886 | 2075 | 0 | 4888.3505 | 43.5627 | 3.9349 | 0 | 0 | 0 | 0 | 0 | 0 | 0 | 0 | 0 | 0 | 0 | 2.8422e-13 | 0 | 0 | 0 | 0 | 4935.8481 | 4935.8481 | 2075 | 0 | 4596.7604 | 40.5045 | 3.3408 | 0 | 0 | 0 | 0 | 0 | 0 | 0 | 0 | 0 | 0 | 0 | 2.8422e-13 | 0 | 0 | 0 | 0 | 4640.6057 | 2075 | 0 | 0 | 0.6757 | 0.062953 | 0 | 0 | 0 | 0 | 0 | 0 |  |  | 0 | [6 empty] | 0 | 0.73866
2076 | 0 | 0 | 12102010.8731 | 694598.3201 | 0 | 0 | 0 | 0 | 0 | 0 | 0 | 0 | 0 | 0 | 0 | 0 | 0 | 0 | 0 | 0 | 0 | 0 | 0 | 0 | 0 | 6.1995e-08 | 0 | 0 | 0 | 0 | 12796609.1933 |  | 2076 | 0 | 0 | 0 | 25899.9023 | 16238.9316 | 0 | 701780.9007 | 1517.1094 | 0 | 0 | 745436.844 | 2076 | 0 | 649.0485 | 33.1074 | 83.2644 | 0 | 0 | 0 | 0 | 0 | 0 | 765.4203 | 2076 | 0 | 4888.3505 | 44.7958 | 2.7017 | 0 | 0 | 0 | 0 | 0 | 0 | 0 | 0 | 0 | 0 | 0 | 2.8422e-13 | 0 | 0 | 0 | 0 | 4935.8481 | 4935.8481 | 2076 | 0 | 4596.7604 | 41.6511 | 2.2938 | 0 | 0 | 0 | 0 | 0 | 0 | 0 | 0 | 0 | 0 | 0 | 2.8422e-13 | 0 | 0 | 0 | 0 | 4640.7054 | 2076 | 0 | 0 | 0.70178 | 0.043656 | 0 | 0 | 0 | 0 | 0 | 0 |  |  | 0 | [6 empty] | 0 | 0.74544
2077 | 0 | 0 | 12039827.6418 | 964728.4286 | 0 | 0 | 0 | 0 | 0 | 0 | 0 | 0 | 0 | 0 | 0 | 0 | 0 | 0 | 0 | 0 | 0 | 0 | 0 | 0 | 0 | 6.3281e-08 | 0 | 0 | 0 | 0 | 13004556.0704 |  | 2077 | 0 | 0 | 0 | 35619.7343 | 22333.1511 | 0 | 693337.9188 | 2086.457 | 0 | 0 | 753377.2611 | 2077 | 0 | 649.0485 | 33.2595 | 83.1441 | 0 | 0 | 0 | 0 | 0 | 0 | 765.4521 | 2077 | 0 | 4888.3505 | 43.8187 | 3.6788 | 0 | 0 | 0 | 0 | 0 | 0 | 0 | 0 | 0 | 0 | 0 | 2.8422e-13 | 0 | 0 | 0 | 0 | 4935.8481 | 4935.8481 | 2077 | 0 | 4596.7604 | 40.7426 | 3.1234 | 0 | 0 | 0 | 0 | 0 | 0 | 0 | 0 | 0 | 0 | 0 | 2.8422e-13 | 0 | 0 | 0 | 0 | 4640.6264 | 2077 | 0 | 0 | 0.69334 | 0.060039 | 0 | 0 | 0 | 0 | 0 | 0 |  |  | 0 | [6 empty] | 0 | 0.75338
2078 | 0 | 0 | 11966444.1939 | 1248647.2396 | 0 | 0 | 0 | 0 | 0 | 0 | 0 | 0 | 0 | 0 | 0 | 0 | 0 | 0 | 0 | 0 | 0 | 0 | 0 | 0 | 0 | 6.4592e-08 | 0 | 0 | 0 | 0 | 13215091.4335 |  | 2078 | 0 | 0 | 0 | 45650.6076 | 28622.3897 | 0 | 684461.0471 | 2674.0242 | 0 | 0 | 761408.0686 | 2078 | 0 | 649.0485 | 33.4115 | 83.0238 | 0 | 0 | 0 | 0 | 0 | 0 | 765.4838 | 2078 | 0 | 4888.3505 | 42.8294 | 4.6681 | 0 | 0 | 0 | 0 | 0 | 0 | 0 | 0 | 0 | 0 | 0 | 2.8422e-13 | 0 | 0 | 0 | 0 | 4935.8481 | 4935.8481 | 2078 | 0 | 4596.7604 | 39.8227 | 3.9633 | 0 | 0 | 0 | 0 | 0 | 0 | 0 | 0 | 0 | 0 | 0 | 2.8422e-13 | 0 | 0 | 0 | 0 | 4640.5465 | 2078 | 0 | 0 | 0.68446 | 0.076947 | 0 | 0 | 0 | 0 | 0 | 0 |  |  | 0 | [6 empty] | 0 | 0.76141
2079 | 0 | 0 | 12609176.6971 | 933845.6064 | 0 | 0 | 0 | 0 | 0 | 0 | 0 | 0 | 0 | 0 | 0 | 0 | 0 | 0 | 0 | 0 | 0 | 0 | 0 | 0 | 0 | 6.593e-08 | 0 | 0 | 0 | 0 | 13543022.3035 |  | 2079 | 0 | 0 | 0 | 33806.7236 | 21196.4148 | 0 | 711406.822 | 1980.2583 | 0 | 0 | 768390.2188 | 2079 | 0 | 649.0485 | 33.5636 | 82.9035 | 0 | 0 | 0 | 0 | 0 | 0 | 765.5156 | 2079 | 0 | 4888.3505 | 44.0748 | 3.4228 | 0 | 0 | 0 | 0 | 0 | 0 | 0 | 0 | 0 | 0 | 0 | 2.8422e-13 | 0 | 0 | 0 | 0 | 4935.8481 |  | 2079 | 0 | 4596.7604 | 40.9807 | 2.906 | 0 | 0 | 0 | 0 | 0 | 0 | 0 | 0 | 0 | 0 | 0 | 2.8422e-13 | 0 | 0 | 0 | 0 | 4640.6471 | 2079 | 0 | 0 | 0.71141 | 0.056983 | 0 | 0 | 0 | 0 | 0 | 0 |  |  | 0 | [6 empty] | 0 | 0.76839
2080 | 0 | 0 | 13276860.4379 | 602559.3535 | 0 | 0 | 0 | 0 | 0 | 0 | 0 | 0 | 0 | 0 | 0 | 0 | 0 | 0 | 0 | 0 | 0 | 0 | 0 | 0 | 0 | 6.7295e-08 | 0 | 0 | 0 | 0 | 13879419.7914 |  | 2080 | 0 | 0 | 0 | 21599.7656 | 13542.7969 | 0 | 739021.8349 | 1265.2251 | 0 | 0 | 775429.6225 | 2080 | 0 | 649.0485 | 33.7157 | 82.7832 | 0 | 0 | 0 | 0 | 0 | 0 | 765.5473 | 2080 | 0 | 4888.3505 | 45.3323 | 2.1652 | 0 | 0 | 0 | 0 | 0 | 0 | 0 | 0 | 0 | 0 | 0 | 2.8422e-13 | 0 | 0 | 0 | 0 | 4935.8481 |  | 2080 | 0 | 4596.7604 | 42.1499 | 1.8383 | 0 | 0 | 0 | 0 | 0 | 0 | 0 | 0 | 0 | 0 | 0 | 2.8422e-13 | 0 | 0 | 0 | 0 | 4640.7487 | 2080 | 0 | 0 | 0.73902 | 0.036408 | 0 | 0 | 0 | 0 | 0 | 0 |  |  | 0 | [6 empty] | 0 | 0.77543
TOTAL | 0 | 0 | 662152828.7715 | 352685400.5104 | 0 | 0 | 0 | 0 | 0 | 0 | 0 | 0 | 0 | 0 | 0 | 0 | 0 | 0 | 0 | 0 | 0 | 0 | 146016703.0632 | 5162896.3484 | 0 | 320648773.751 | 0 | 0 | 0 | 0 | 1486666602.4444 |  | TOTAL | 0 | 0 | 0 | 25941917.8872 | 16265274.9061 | 0 | 81414864.9311 | 1519570.4666 | 0 | 0 | 125141628.191 | TOTAL | 5873.2877 | 34160.3389 | 2505.8216 | 5586.9549 | 0 | 0 | 0 | 0 | 0 | 0 | 48126.403 | TOTAL | 35550 | 259736.0264 | 5577.9821 | 4227.9638 | 0 | 0 | 0 | 0 | 0 | 0 | 0 | 0 | 2417.391 | 123.7143 | 0 | 5127.3522 | 0 | 0 | 0 | 0 | 312760.4297 |  | TOTAL | 32045.4636 | 244242.7724 | 5186.4006 | 3589.6266 | 0 | 0 | 0 | 0 | 0 | 0 | 0 | 0 | 2247.687 | 105.036 | 0 | 5127.3522 | 0 | 0 | 0 | 0 | 292544.3383 | TOTAL | 0 | 0 | 59.281 | 42.5921 | 0 | 0 | 0 | 0 | 0 | 0 | 0 | 0 | 22.1339 | 0 | 0 | 0 | 0 | 0 | 0 | 0 | 124.007

## Ponding
| Purchased |  | Resold |  | Gross
| Off-Peak Energy |  | On-Peak Energy |  | Profit | Nominal
| Volume | Cost | Volume | Cost
| MWh | $,000 | MWh | $,000 | $,000 | 376489.3724
2012 |  |  |  |  | 0
2013 |  |  |  |  | 0
2014 |  |  |  |  | 0
2015 |  |  |  |  | 0
2016 |  |  |  |  | 0
2017 |  |  |  |  | 11044.8
2018 |  |  |  |  | 11044.8
2019 |  |  |  |  | 11044.8
2020 | 576000 | 31458.5723 | 571875 | 44852.4381 | 11044.8
2021 |  |  |  |  | 11044.8
2022 |  |  |  |  | 11044.8
2023 |  |  |  |  | 11044.8
2024 |  |  |  |  | 11044.8
2025 | 576000 | 41704.2372 | 571875 | 57425.5013 | 11544.8
2026 |  |  |  |  | 11544.8
2027 |  |  |  |  | 11544.8 |  | 100000.2532
2028 |  |  |  |  | 11544.8
2029 |  |  |  |  | 11544.8
2030 | 576000 | 49012.3062 | 571875 | 65259.4868 | 12044.8
2031 |  |  |  |  | 12044.8
2032 |  |  |  |  | 12044.8
2033 |  |  |  |  | 12044.8
2034 |  |  |  |  | 12044.8
2035 | 576000 | 54113.5464 | 571875 | 72051.7466 | 12044.8
2036 |  |  |  |  | 12044.8
2037 |  |  |  |  | 12044.8
2038 |  |  |  |  | 12044.8
2039 |  |  |  |  | 12044.8
2040 | 576000 | 59745.7278 | 571875 | 79550.9502 | 12544.8
2041 | [5 empty] | 103187.0547
2042
2043
2044
2045
2046
2047
2048
2049
2050
2051
2052
2053
2054
2055
2056
2057
2058
2059
2060
2061
2062
2063
2064
2065
2066
2067
Terry Orielly email Oct 24

## Reserve Sharing
130 MW GT Displaced
| CPW for Fixed and O&M, 000$ |  |  | Nominal $
|  | 2032 GT | 35786.5294 | 268375.3034
|  | 2032 replacement | 8452.9049 | 248362.9454
|  | 2036 GT | 30193.9996 | 296803.4201
|  | 2036 replacement | 6163.8493 | 204159.4331
|  | 2039 GT Prorated | 15949.3123 | 192042.2005
|  | 2039 replacement | 1041.5467 | 41380.9779
|  | Total | 97588.1421 | 1251124.2804
280 MW GT Displaced
CPW for Fixed and O&M, 000$
|  | First 130 MW | 97588.1421 | 1251124.2804
|  | Next 20 MW 2039 | 10632.8748 | 128028.1337
|  | 2043 GT | 22247.5553 | 345723.5272
|  | 2049 GT | 15814.9195 | 328461.3317
|  | 2054 GT prorated | 6657.9168 | 172670.4683
|  | Total | 152941.4086 | 2226007.7413
|  |  | Annual GT avoidance streams | 2012 | 2013 | 2014 | 2015 | 2016 | 2017 | 2018 | 2019 | 2020 | 2021 | 2022 | 2023 | 2024 | 2025 | 2026 | 2027 | 2028 | 2029 | 2030 | 2031 | 2032 | 2033 | 2034 | 2035 | 2036 | 2037 | 2038 | 2039 | 2040 | 2041 | 2042 | 2043 | 2044 | 2045 | 2046 | 2047 | 2048 | 2049 | 2050 | 2051 | 2052 | 2053 | 2054 | 2055 | 2056 | 2057 | 2058 | 2059 | 2060 | 2061 | 2062 | 2063 | 2064 | 2065 | 2066 | 2067
|  |  | 130 MW Displaced | 0 | 0 | 0 | 0 | 0 | 0 | 0 | 0 | 0 | 0 | 0 | 0 | 0 | 0 | 0 | 0 | 0 | 0 | 0 | 0 | 1231.9478 | 14581.7183 | 14256.844 | 13933.2948 | 14971.7681 | 29407.5532 | 28723.4028 | 28919.9024 | 37778.1459 | 36853.1485 | 35940.6754 | 35026.9399 | 34100.0653 | 33194.3504 | 32288.6741 | 31385.2871 | 30483.7254 | 29582.7849 | 28665.2357 | 27770.4931 | 26877.6084 | 25989.2394 | 25099.4279 | 24194.2311 | 23310.6768 | 24193.4715 | 42343.349 | 41164.7487 | 42545.422 | 68576.7151 | 60177.4155 | 58781.5155 | 56993.8309 | 52995.3705 | 70197.3942 | 68587.9069
|  |  | 280 MW Displaced | 0 | 0 | 0 | 0 | 0 | 0 | 0 | 0 | 0 | 0 | 0 | 0 | 0 | 0 | 0 | 0 | 0 | 0 | 0 | 0 | 1231.9478 | 14581.7183 | 14256.844 | 13933.2948 | 14971.7681 | 29407.5532 | 28723.4028 | 29507.9532 | 44736.6261 | 43655.0263 | 42586.9387 | 43143.1566 | 59672.0456 | 58182.3804 | 56693.6869 | 55208.9221 | 53727.4017 | 54137.819 | 73120.3404 | 71148.6069 | 69180.6923 | 67221.5491 | 66547.3101 | 78493.3117 | 76203.1028 | 75683.5931 | 92402.0027 | 89827.2356 | 89793.5629 | 114302.3026 | 104512.542 | 101727.5049 | 98291.1442 | 90041.076 | 105995.0955 | 103158.2828
|  |  |  | Nominal | CPW
|  |  | 130 MW Displaced | 2226007.7413 2012: 1251124.2804; 2226007.7413 2013: 115573.0286
|  |  | 280 MW Displaced | 2226007.7413 2012: 2226007.7413; 2226007.7413 2013: 181127.5572
as per 2012 MHIONE
From Carla Russell email Oct 24